## Overview
SaveEnergyTogether: Cost Benefit Analysis Tool
This project has received co-funding from the European Union’s LIFE programme under grant agreement No 101120878. Neither the European Commission nor any person acting on behalf of the Commission is responsible for the use which might be made of the following information. The views expressed in this publication are the sole responsibility of the author and do not necessarily reflect the views of the European Commission.
Welcome to the SaveEnergyTogether Cost Benefit Analysis Tool
This tool supports local and regional actors in planning and assessing low threshold household energy efficiency campaigns. It helps estimate both the effort required to implement a campaign and the potential positive impacts, including final energy savings, household energy cost savings, avoided greenhouse gas emissions, avoided air pollutant emissions, and wider social benefits.
The tool is designed for communication campaigns that promote simple, cost effective and behaviour driven energy efficiency interventions in households, such as improving heating behaviour, reducing hot water use, sealing drafts, insulating heating pipes, or switching to more efficient lighting and appliances.
The results are scenario-based and depend on the information entered in the “Data Input” and “Campaign Input” sheets. They should be understood as indicative estimates that support campaign planning, comparison of different intervention options, and communication with local stakeholders.
How to read the results
The results summarise the expected impacts of the selected campaign scenario. They combine household level effects with campaign level assumptions, such as the number of households reached, the selected campaign type, and the energy saving measures addressed.
Key indicators include:
• Final energy savings: the estimated reduction in household energy use.
• Energy cost savings: the estimated financial savings for participating households.
• Triggered household investments: estimated private investments required for selected measures.
• Avoided greenhouse gas emissions: estimated climate benefits expressed in tonnes of CO₂ equivalent.
• Avoided air pollutant emissions: estimated reductions in SO₂, NOx, particulate matter and NMVOC emissions.
• Avoided social costs: monetised benefits related to reduced greenhouse gas and air pollutant emissions.
The results can be used to compare different campaign designs and to identify measures with a favourable balance between implementation effort, household benefits and wider societal impacts.
Please note: The results are indicative estimates and not a substitute for a detailed technical assessment. They depend on the quality and representativeness of the input data. Where local data are not available, national or default values may be used, but this can affect the accuracy of the results.

## Data Input
Data Input
Please fill all orange cells with regional data (or national, if no regional values are available) to correctly calculate the savings achieved by the campaign.
Household data
National / Regional average | Single family house |  | Apartment house
| unrefurbished | refurbished | unrefurbished | refurbished
Share of builings in respective category | 39% | 13% | 36% | 12%
Heated gross floor area [m²] | 140 | 140 | 750 | 750
Space heating demand [kWh/m²a] | 145 | 55 | 95 | 45
Persons per household | 2.5 | 2.5 | 2 | 2
Share of main space heating fuels [%] | Single family house |  | Apartment house
| unrefurbished | refurbished | unrefurbished | refurbished
District heat | 30.49% | 30.49% | 30.49% | 30.49%
Log wood | 9.098% | 9.098% | 9.098% | 9.098%
Biomass pellets | 9.098% | 9.098% | 9.098% | 9.098%
Brown coal briquettes | 0% | 0% | 0% | 0%
Liquefied Petroleum Gas (LPG) | 0% | 0% | 0% | 0%
Fuel oil | 12.92% | 12.92% | 12.92% | 12.92%
Natural gas | 21.77% | 21.77% | 21.77% | 21.77%
Direct-electricity system | 5.976% | 5.976% | 5.976% | 5.976%
Central heat pump | 10.64% | 10.64% | 10.64% | 10.64%
Checksum | 100% | 100% | 100% | 100%
Energy supply data
Country: | - select country -
Energy prices, incl. VAT
Energy Carrier | User values | Default values | Calculation value | Unit
District heat (energy rate) |  |  |  | €/MWh
Log wood |  |  |  | €/m³ stacked
Biomass pellets |  |  |  | €/t
Brown coal briquettes |  |  |  | €/t
Liquefied Petroleum Gas (LPG) |  |  |  | €/100 l
Fuel oil |  |  |  | €/100 l
Natural gas |  |  |  | € Cent/kWh
Electricity |  |  |  | € Cent/kWh
Primary energy carriers in the electricity and district heat generation mix
Electricity generation mix
Energy conversion input [%] | Country data
Biomass
Nuclear energy
Ambient heat
Hard coal
Brown coal
Natural gas
Residual Oil
Other fossil fuels (municipal waste)
Hydro power
Wind power
Solar PV
Total | 0
District heat generation mix
GHG emission factor [g CO2e/kWh] | Calculation data | Country data | Regional data
Emission factor
Energy conversion input [%] | Country data
Biomass
Ambient heat
Hard coal
Brown coal
Natural gas
Residual Oil
Other fossil fuels (municipal waste)
Electricity
Geothermal
Solar thermal
Other fuels
Total | 0
Household data entered here are the model homes prepared to calculate all savings actions.
If the regional share of heating systems per building is not known, the entries can be based on regional or national energy carrier use for heating.
Relevant data can be found at EUROSTAT (nrg_d_hhq)
Please make sure that all checksums are at 100%!
National data for the shares of energy carries in electricity generation has been provided on country level using 2024 data from EUROSTAT (nrg_bal_peh).
Average national data for the emission factor of district heating generation has been provided on country level. However, you might want to use regional data for the district heating network in your campaign area.
Information on the emission factor of your regional network should be available on district heating invoices or the district heating operator's website.
National data for the shares of energy carries in district heating generation has been provided on country level using 2024 data from EUROSTAT (nrg_bal_peh).
Energy price data is relevant for all cost saving componenents.
Please make sure to use recent data on energy prices, including VAT.
Country specific default values for all energy carriers have been prepared. However, this price data was researched in June 2026 and given the current volatility of the energy market, it is advised to check and update price data for your calculations.

## Campaign Input
Campaign Input
Please select the campaign type that best represents your planned activity, enter the estimated campaign costs, and indicate the number of households you expect to reach. The number of households should reflect the expected outreach of the campaign, not necessarily the number of households that will actually implement a measure. Then select the energy saving measures addressed by the campaign by placing an “x” next to the relevant measures. Only selected measures are included in the campaign results. If a measure is not part of your campaign communication, leave the corresponding field empty. Based on your entries, the tool estimates the expected impacts of the campaign at both household and campaign level. The results provide an indication of the potential benefits of different campaign designs and help assess whether the campaign is beneficial from a wider societal perspective. The indicator “Campaign is beneficial for society” compares the estimated benefits with the costs and investments triggered by the campaign. A positive result indicates that the monetised benefits outweigh the relevant costs over the lifetime of the selected measures. The measure level results can help identify which actions are most suitable for the campaign target group and which measures offer the strongest benefits in relation to implementation effort and required household investment.
Helpful resources for running campaigns can be found on the SaveEnergyTogether resource hub: www.climatealliance.org/saveenergytogether-online-hub/saveenergytogether-municipality-resources
Energy savings campaign
Please select the type of campaign you are going to implement and add information on the campaign costs and the number of households reached by the campaign
| Campaign type |  | - select campaign type - | Campaign costs |  | €
| Number of households reached |  |  | Country | Please select in data input sheet
Please select the energy savings measures addressed within the campaign by including an "x" next to the relevant measure(s):
| Total Savings of the campaign |  |  | Campaign is beneficial for society | Total investments: campaign + households [€] | Net present value of social cost savings [€] | Triggered Household Investments [€] | Energy cost savings [€] | Avoided social costs of GHG-emissions [€] | Avoided social health costs of other air pollutant emissions [€] | Final Energy savings [kWh] | GHG savings [t CO2e] | Avoided other air pollutant emissions [t]
Total savings
| Space Heating |  |  | Average Final Energy savings [kWh/a] | Payback during lifetime | Average cost savings [€/a] | Triggered Household Investments [€] | Energy cost savings [€] | Avoided social costs of GHG-emissions [€] | Avoided social health costs of other air pollutant emissions [€] | Final Energy savings [kWh] | GHG savings [t CO2e] | Avoided other air pollutant emissions [t]
TYPE | SELECT | ENERGY SAVING MEASURE |  | Household level, savings per year |  |  | Campaign level, savings over lifetime
N |  | Room temperature reduction (during the day / when sleeping / when absent)
L |  | Sealing gaps, cracks, and drafts around windows and doors to eliminate heat leaks
L |  | Insulating pipes and fittings in unheated rooms
I |  | Insulation of the uppermost ceiling
| Domestic Hot Water |  |  | Average Final Energy savings [kWh/a] | Payback during lifetime | Average cost savings [€/a] | Triggered Household Investments [€] | Energy cost savings [€] | Avoided social costs of GHG-emissions [€] | Avoided social health costs of other air pollutant emissions [€] | Final Energy savings [kWh] | GHG savings [t CO2e] | Avoided other air pollutant emissions [t]
TYPE | SELECT | ENERGY SAVING MEASURE |  | Household level, savings per year |  |  | Campaign level, savings over lifetime
N |  | Showering instead of bathing
N |  | Using less water when showering - Reduction of showering time
N |  | Use a dishwasher instead of washing by hand
N |  | Use more cold tap water instead of hot
L |  | Economy shower head (lower water flow rate)
L |  | Insulating pipes and fittings in unheated rooms
| Electric household appliances |  |  | Average Final Energy savings [kWh/a] | Payback during lifetime | Average cost savings [€/a] | Triggered Household Investments [€] | Energy cost savings [€] | Avoided social costs of GHG-emissions [€] | Avoided social health costs of other air pollutant emissions [€] | Final Energy savings [kWh] | GHG savings [t CO2e] | Avoided other air pollutant emissions [t]
TYPE | SELECT | ENERGY SAVING MEASURE |  | Household level, savings per year |  |  | Campaign level, savings over lifetime
N |  | Switching off light when absent
N |  | Washing machine - Washing without prewash
N |  | Washing machine - Use eco programs for washing machine
N |  | Washing machine - Using detergents allowing to wash laundry at 30 degrees
N |  | Tumble dryer - Leave laundry to dry on a clothes horse
N |  | Use eco programs for dish washer
N |  | Turning off devices with standby electricity consumption
L |  | Use LEDs (partly with motion sensors)
L |  | Use switchable sockets to avoid stand-by
L |  | Using stand fans for reducing air conditioning operation
I |  | Replacing old circulation pumps for domestic hot water transport
I |  | Replacing old circulation pumps for space heat water transport
I |  | Replacing inefficient electricity devices (refrigerator)
I |  | Replacing inefficient electricity devices (freezer)
I |  | Replacing inefficient electricity devices (washing machine)
I |  | Replacing inefficient electricity devices (dish washer)
HOW TO USE: Enter campaign type, campaign costs and households reached above. Then enter x only beside measures covered by the campaign.
Orange = enter or select ¦ Green = linked from Data Input ¦ Blue/white = calculated results. Annual household results and lifetime campaign results are shown separately.

## Dropdowns (hidden)
Campaign type | N | L | I
- select campaign type - | 0 | 0 | 0
Workshop | 0.32 | 0.29 | 0.05
Energy consultation | 0.32 | 0.29 | 0.04 |  | tvb media comparisons study 2021
Other events | 0.0248 | 0.022475 | 0.0031 |  | 0.0031 | Online
Article / newspaper page | 0.0464 | 0.04205 | 0.0058 |  | 0.0058 | print allgemein
Website tipps / online campaign / Social Media | 0.0248 | 0.022475 | 0.0031 |  | 0.0031 | Online
Promotion material | 0.0328 | 0.029725 | 0.0041 |  | 0.0041 | print speziell
Open house day | 0.32 | 0.29 | 0.04
| 8 | 7.25
Partner Countries | GHG electricity (direct) | GHG heat (direct)
- select country - | [g CO2e/kWh] | [g CO2e/kWh]
Germany | 298 | 250
Lithuania | 29 | 101
Austria | 55 | 120
Portugal | 72 | 238
Slovenia | 172 | 245
Energy Prices
Country | Austria | Germany | Lithuania | Portugal | Slovenia | Unit
District heat (energy rate) | 134 | 120 | 96 | 130 | 106 | €/MWh
Log wood | 125 | 120 | 80 | 100 | 85 | €/m³ stacked
Biomass pellets | 388 | 377 | 380 | 380 | 325 | €/t
Brown coal briquettes | 615 | 615 | 615 | 615 | 615 | €/t
Liquefied Petroleum Gas (LPG) | 126 | 109 | 78 | 92 | 96 | €/100 l
Fuel oil | 132 | 112 | 113 | 176 | 120 | €/100 l
Natural gas | 11.35 | 11.31 | 7.59 | 11.32 | 9.6 | € Cent/kWh
Electricity | 29.3 | 38.69 | 22.63 | 27.73 | 24.2 | € Cent/kWh
Price level indices
| Price level index | Investment cost factor
Austria | 113 | 1
Germany | 108.3 | 0.95841
Lithuania | 82.8 | 0.73274
Portugal | 86.6 | 0.76637
Slovenia | 89.3 | 0.79027
Note on B13: Source: https://www.eea.europa.eu/en/analysis/indicators/greenhouse-gas-emission-intensity-of-1?activeAccordion=ecdb3bcf-bbe9-4978-b5cf-0b136399d9f8
Note on C15: ÖKOBAUDAT 2024
Note on C16: Calculated from Eurostat 2024 gross heat production by fuel (nrg_bal_peh) using direct fuel CO₂ factors; output-based national average district heat factor; upstream emissions excluded.
Note on C17: https://secure.umweltbundesamt.at/co2mon/co2mon.html
Note on C18: Calculated from Eurostat 2024 gross heat production by fuel (nrg_bal_peh) using direct fuel CO₂ factors; output-based national average district heat factor; upstream emissions excluded.
Note on C19: Calculated from Eurostat 2024 gross heat production by fuel (nrg_bal_peh) using direct fuel CO₂ factors; output-based national average district heat factor; upstream emissions excluded.
Note on A22: Sources: Partner estimates
Note on B33: Source: Eurostat 2025 Price level indices [prc_ppp_ind_1]

## Model homes (hidden)
| SaveEnergyTogether | Cost Benefit Assessement Tool for assessing local and over-regional energy saving campaigns
The purpose of this tool is to assess the effects of simple energy efficiency measures implemented in the residential housing sector through an energy-saving campaign.
It will assess both the associated costs and benefits from the perspective of individual homeowners and institutional campaign implementers (Cost Benefit Assessment, or CBA).
The CBA for individual homes is based on microeconomic principles (e.g. measure x pays off within y years) and shows individual environmental impacts.
The campaign implementers' CBA includes campaign costs and wider macroeconomic, societal and environmental aspects (economic welfare).
Implementing individual CBAs begins with defining four different residential home types that represent typical buildings in the campaign area.
Main model homes' characteristics
Help | Parameter | Unit | Input Values |  | Input Values |  |  | Remark/Reference Value
| Building type |  | Single family house |  | Apartment house
| Thermal quality status of the building |  | unrefurbished | refurbished | unrefurbished | refurbished
1010 | Gross floor area (GFA) | m² | 140 | 140 | 750 | 750 |  | GFA, incl. walls
1011 | Heated gross floor area (GFA) | m² | 140 | 140 | 750 | 750 |  | GFA, incl. walls
1012 | Heated floor space | m² | 112 | 112 | 600 | 600 |  | excl. wall thickness
1013 | Number of storeys | # | 2 | 2 | 4 | 4
1014 | Room height, interior | m | 2.8 | 2.8 | 3 | 3
1015 | Interior volume of the building | m³ | 313.6 | 313.6 | 1800 | 1800
1016 | Floor/ceiling plan area, gross | m² | 70 | 70 | 187.5 | 187.5
1017 | Number of homes/apartments | # | 1 | 1 | 10 | 10
1017 | Number of homes/apartments with a uppermost ceiling | # | 1 | 1 | 3 | 3
1018 | Number of persons per home/apartment | # | 4 | 4 | 3 | 3
1019 | Heated gross floor area per home/apartment | m² | 140 | 140 | 75 | 75
Space heat (SPH) demand
Help | Parameter | Unit | Input Values & interim results |  | Input Values & interim results |  |  | Remark/Reference Value
| Building type |  | Single family house |  | Apartment house
| Thermal quality status of the building |  | unrefurbished | refurbished | unrefurbished | refurbished
Space Heat (SPH) consumption
| Useful space heat (SPH) demand (see, e.g. Energy Performance Certificate) | kWh/m².a | 145 | 55 | 95 | 45 |  | see e.g. building typology from EU project Tabula |  |  |  | https://webtool.building-typology.eu/#bm
| Standard interior temperature | °C | 20 | 20 | 20 | 20 |  | based on national Energy Performance Certificate standards
| Average outdoor temperature during heating season | °C | 9 | 9 | 9 | 9
| Internal space heat distribution losses | % | 10% | 6.5% | 13% | 4% |  | losses from heater to heat dissipation system, with or without central storage
| Useful space heat (SPH) demand | kWh/a | 22555.5556 | 8235.2941 | 8189.6552 | 3515.625
| Internal space heat distribution losses | kWh/a | 2255.5556 | 535.2941 | 1064.6552 | 140.625
Annual energy conversion efficiency of main heating system
| District heat | % | 97% | 98% | 97% | 98%
| Log wood | % | 65% | 70% | 67% | 70%
| Biomass pellets | % | 80% | 84% | 82% | 84%
| Brown coal briquettes | % | 65% | 70% | 65% | 70%
| Liquefied Petroleum Gas (LPG) | % | 80% | 85% | 80% | 85%
| Fuel oil | % | 80% | 86% | 80% | 86%
| Natural gas | % | 85% | 87% | 87% | 87%
| Direct-electricity system | % | 100% | 100% | 100% | 100%
| Central heat pump | SPF | 2.8978 | 3.2615 | 3.2615 | 3.5102 |  | Seasonal Perfomance Factor
Final energy consumption for SPH
| District heat | kWh/a | 23253.1501 | 8403.3613 | 8442.9435 | 3587.3724
| Log wood | kWh/a | 34700.8547 | 11764.7059 | 12223.3659 | 5022.3214
| Biomass pellets | kWh/a | 28194.4444 | 9803.9216 | 9987.3844 | 4185.2679
| Brown coal briquettes | kWh/a | 34700.8547 | 11764.7059 | 12599.4695 | 5022.3214
| Liquefied Petroleum Gas (LPG) | kWh/a | 28194.4444 | 9688.5813 | 10237.069 | 4136.0294
| Fuel oil | kWh/a | 28194.4444 | 9575.9234 | 10237.069 | 4087.936
| Natural gas | kWh/a | 26535.9477 | 9465.8553 | 9413.3967 | 4040.9483
| Direct-electricity system | kWh/a | 22555.5556 | 8235.2941 | 8189.6552 | 3515.625
| Central heat pump | kWh/a | 7783.5622 | 2525.002 | 2511.0088 | 1001.5329 |  | Electricity
Campaign outreach
| Number of homes - activated / verified | # | 0 | 0 | 0 | 0
| Household types - share of 4 model homes | % | #DIV/0! | #DIV/0! | #DIV/0! | #DIV/0! |  | related to number of homes
Distribution of main space heating fuels - centralized heat generation
| District heat | % | 30.49% | 30.49% | 30.49% | 30.49%
| Log wood | % | 9.098% | 9.098% | 9.098% | 9.098%
| Biomass pellets | % | 9.098% | 9.098% | 9.098% | 9.098%
| Brown coal briquettes | % | 0% | 0% | 0% | 0%
| Liquefied Petroleum Gas (LPG) | % | 0% | 0% | 0% | 0%
| Fuel oil | % | 12.92% | 12.92% | 12.92% | 12.92%
| Natural gas | % | 21.77% | 21.77% | 21.77% | 21.77%
| Direct-electricity system | % | 5.976% | 5.976% | 5.976% | 5.976%
| Central heat pump | % | 10.64% | 10.64% | 10.64% | 10.64%
Domestic hot water (DHW) demand
Help | Parameter | Unit | Input Values & interim results |  | Input Values & interim results |  |  | Remark/Reference Value |  |  | Toilet flushing: 40 litres
| Building type |  | Single family house |  | Apartment house | [5 empty] | Laundry: 15 litres
| Thermal quality status of the building |  | unrefurbished | refurbished | unrefurbished | refurbished |  |  |  |  | Cooking and drinking: 3 litres
| DHW treatment useful energy demand assumptions | [9 empty] | Garden watering: 5 litres
| Average groundwater temperature, annually | °C | 8
| Average tap water supply temperature | °C | 40 | [7 empty] | https://www.wien.gv.at/umwelt/wasserverbrauch-haushalt-taeglich
| Water demand of dish washer (cold water) | l/person.day | 2.5 |  |  |  |  | 2 to 3 | https://www.holding-graz.at/de/wasserverbrauch-in-oesterreich/ |  | Washing dishes: 6 litres
| Water demand for hot tap water (undersink dish washing in kitchen) | l/person.day | 3.5
| Water demand for hot tap water (hand washing in bath and kitchen) | l/person.day | 7 | [7 empty] | Personal hygiene: 9 litres
| Water demand for showering | l/person.day | 42 | 12 | liter/min | 5 | min/shower | 0.7 | showers/day.person |  | https://www.umweltfoerderung.at/fileadmin/user_upload/media/umweltfoerderung/Dokumente_Betriebe/Wasser_Betriebe/Studien_Wasserwirtschaft/Wasserverbrauchin_Oesterreich.pdf
| Water demand for bathing | l/person.day | 3 | 100 | liter/bath |  |  | 0.03 | bathes/day.person |  | Showering, bathing: 44 litres
| Total domestic hot water demand | l/person.day | 55.5 |  |  |  |  | 55 | https://www.umweltberatung.at/download/?id=warmes-wasser-3073-umweltberatung.pdf
| Total DHW demand | m³/a | 81.03 | 81.03 | 60.7725 | 60.7725
| Specific heat capacity of water | kJ/(kg.K) | 4.1868
| Useful energy demand for DHW treatment | kWh/a | 3015.6125 | 3015.6125 | 2261.7094 | 2261.7094 |  | Page 11 of 56 | https://www.digital.wienbibliothek.at/wbrup/download/pdf/3598188?originalFilename=true
| Useful energy demand for DHW treatment | kWh/m².a | 21.5401 | 21.5401 | 30.1561 | 30.1561
| Losses |  | 2-pipe system |  | 4-pipe system
| Delivery loss | % | 5% | 5% | 5% | 5%
| Distribution losses with centralised heat generation | % | 40% | 40% | 114% | 114%
| Storage losses | % | 7% | 7% | 8% | 8%
Useful heat demand including losses up to heat generator
| Centralised heat generation and distribution with DHW storage | kWh/a | 4583.731 | 4583.731 | 5134.0802 | 5134.0802
Final energy for DHW treatment with centralized heater + DHW storage
| District heat | kWh/a | 4725.4958 | 4677.2765 | 5292.8662 | 5238.8574
| Log wood | kWh/a | 7051.8938 | 6548.1871 | 7662.8063 | 7334.4004
| Biomass pellets | kWh/a | 5729.6637 | 5456.8226 | 6261.0735 | 6112.0003
| Brown coal briquettes | kWh/a | 7051.8938 | 6548.1871 | 7898.585 | 7334.4004
| Liquefied Petroleum Gas (LPG) | kWh/a | 5729.6637 | 5392.6247 | 6417.6003 | 6040.0944
| Fuel oil | kWh/a | 5729.6637 | 5329.9197 | 6417.6003 | 5969.8608
| Natural gas | kWh/a | 5392.6247 | 5268.6563 | 5901.2417 | 5901.2417
| Direct-electricity system (without central distribution and storage) | kWh/a | 3015.6125 | 3015.6125 | 2261.7094 | 2261.7094
| Central heat pump | kWh/a | 1581.7724 | 1405.4058 | 1574.1469 | 1462.5992 |  | Electricity
Space heat & domestic hot water treatment final energy demand
Help | Parameter | Unit | Interim results |  | Interim results |  |  | Remark/Reference Value
| Building type |  | Single family house |  | Apartment house
| Thermal quality status of the building |  | unrefurbished | refurbished | unrefurbished | refurbished
| Final energy demand for SPH + DHW with centralized heater + storage | [10 empty] | Direct (burning) + indirect (upstream, downstream) GHG emissions in CO2e emissions; Carbon dioxide (CO2) serves as a reference gas for the consideration of all other relevant greenhouse gases (CO2-equivalent) such as methane and nitrous oxide.
| District heat | kWh/a | 27978.6459 | 13080.6378 | 13735.8097 | 8826.2298 |  |  | g/kWh |  |  | 179 | Austrian greenhouse gas emission factors, Umweltbundesamt, REP-0888, 2023 | [6 empty] | SüdSan Sozialverträgliche und klimazielkompatible Sanierung zweier Mehrfamilienhäuser als Modell für die Sanierung der Südtiroler-Siedlung Bludenz
| Log wood | kWh/a | 41752.7485 | 18312.893 | 19886.1723 | 12356.7218 |  | 0 | g/kWh |  |  | 25 | Austrian greenhouse gas emission factors, Umweltbundesamt, REP-0888, 2023 |  |  |  |  | Oct | 173
| Biomass pellets | kWh/a | 33924.1082 | 15260.7442 | 16248.4578 | 10297.2682 |  | 0 | g/kWh |  |  | 26 | Austrian greenhouse gas emission factors, Umweltbundesamt, REP-0888, 2023 |  |  |  |  | Nov | 232
| Brown coal briquettes | kWh/a | 41752.7485 | 18312.893 | 20498.0545 | 12356.7218 |  | 374.4 | g/kWh |  |  | 360 | OIB Richtlinie 6, excl. Indirect emissions |  |  |  |  | Dec | 263
| Liquefied Petroleum Gas (LPG) | kWh/a | 33924.1082 | 15081.206 | 16654.6693 | 10176.1238 |  | 230.4 | g/kWh |  |  | 313 | Austrian greenhouse gas emission factors, Umweltbundesamt, REP-0888, 2022 |  |  |  |  | Jan | 252
| Fuel oil | kWh/a | 33924.1082 | 14905.8431 | 16654.6693 | 10057.7968 |  | 280.8 | g/kWh |  |  | 344 | Austrian greenhouse gas emission factors, Umweltbundesamt, REP-0888, 2023 |  |  |  |  | Feb | 220
| Natural gas | kWh/a | 31928.5724 | 14734.5116 | 15314.6384 | 9942.1899 |  | 200.16 | g/kWh |  |  | 249 | Austrian greenhouse gas emission factors, Umweltbundesamt, REP-0888, 2023 |  |  |  |  | Mar | 220
| Direct-electricity system | kWh/a | 25571.168 | 11250.9066 | 10451.3645 | 5777.3344 |  | #N/A | g/kWh |  |  | 170 | Austrian greenhouse gas emission factors, Umweltbundesamt, REP-0888, 2024 | [5 empty] | 226.6667
| Central heat pump | kWh/a | 9365.3346 | 3930.4078 | 4085.1557 | 2464.1321 |  | #N/A | g/kWh |  |  | 227 | SüdSan & OIB Richtlinie 6, 2019, excl. Indirect emissions
Final energy, energy carrier prices, incl. VAT
Help | Parameter | Unit | Input Values |  | Input Values |  |  | Remark/Reference Value
| Building type |  | Single family house |  | Apartment house
| Thermal quality status of the building |  | unrefurbished | refurbished | unrefurbished | refurbished
| Overall SPH price for DH, specific | € Cent/kWh | [5 empty] | Source |  |  | Date
| Basic DH price, specific | €/(m².a) | 3.516 |  | 5.535 | 4.32 |  | https://waermepreise.at/tarifuebersicht/#/tarif/3996 |  |  | 2025 | https://www.ganz-wien.at/immobilien-wohnen/energie/fernwaerme-kosten.html
| Basic DH price, annually | €/a | 492.24 | 492.24 | 415.125 | 324 |  | https://waermepreise.at/tarifuebersicht/#/tarif/3524 |  |  | 2025
| DH working price, specific | €/MWh | [5 empty] | https://waermepreise.at/tarifuebersicht/#/tarif/3525 |  |  | 2025
| DH metering price , annually | €/a | 125 | 125 | 125 | 125 |  | https://waermepreise.at/tarifuebersicht/#/tarif/3996 |  |  | 2025
| DHW price for DH, specific | €/m³ | 11.88 | 11.88 | 11.88 | 11.88 |  | Wien Energie
| Log wood | €/m³ stacked
| Log wood | € Cent/kWh | #VALUE! | #VALUE! | #VALUE! | #VALUE! |  | https://www.statistik.at/statistiken/land-und-forstwirtschaft/land-und-forstwirtschaftliche-oekonomie-und-preise/erzeugerpreise |  |  | 2025 |  | 0.2 | humidity | 2257.4149 | kWh/m³ stacked
| Biomass pellets | €/t
| Biomass pellets | € Cent/kWh | #VALUE! | #VALUE! | #VALUE! | #VALUE! |  | propellets.at; 6 to |  |  | Jan 2025
| Brown coal briquettes | €/t
| Brown coal briquettes | € Cent/kWh | #VALUE! | #VALUE! | #VALUE! | #VALUE! |  | https://www.idealo.de/preisvergleich/OffersOfProduct/202048716_-braunkohlebriketts-40-x-25kg-auf-palette-rekord-briketts.html |  |  | 2026-02-09 |  | 5.3611 | MWh/t
| Liquefied Petroleum Gas (LPG) | €/100 l
| Liquefied Petroleum Gas (LPG) | € Cent/kWh | #VALUE! | #VALUE! | #VALUE! | #VALUE! |  | vergleichsportal.arbeiterkammer.at/preisvergleich/brennstoffe/fluessiggas |  |  | 2026-02-09 | 3000 liter | 0.54 | kg/l | 12.81 | kWh/kg | 6.9174 | kWh/l
| Fuel oil | €/100 l
| Fuel oil | € Cent/kWh | #VALUE! | #VALUE! | #VALUE! | #VALUE! |  | fastenergy.at, plz 3100, 3 u 10 m³ |  |  | 2026-02-09
| Natural gas | € Cent/kWh | [5 empty] | https://www.e-control.at/tarifkalkulator#, plz 3100 |  |  | 2026-02-09
| electricity price, excl. heat pump | € Cent/kWh
| electricity price, incl. heat pump | € Cent/kWh
| Household electricity demand for eDevices only | kWh/a | 3728.8824 | 3689.8871 | 2523.2013 | 2497.3134
| Household electricity demand for eDevices + SPH & DHW with HP | kWh/a | 13094.2171 | 7620.2949 | 6608.3571 | 4961.4455
Price of final energy consumption for SPH, 1st year
| District heat | €/a.apartment | #VALUE! | #VALUE! | #VALUE! | #VALUE!
| Log wood | €/a.apartment | #VALUE! | #VALUE! | #VALUE! | #VALUE!
| Biomass pellets | €/a.apartment | #VALUE! | #VALUE! | #VALUE! | #VALUE!
| Brown coal briquettes | €/a.apartment | #VALUE! | #VALUE! | #VALUE! | #VALUE!
| Liquefied Petroleum Gas (LPG) | €/a.apartment | #VALUE! | #VALUE! | #VALUE! | #VALUE!
| Fuel oil | €/a.apartment | #VALUE! | #VALUE! | #VALUE! | #VALUE!
| Natural gas | €/a.apartment | #VALUE! | #VALUE! | #VALUE! | #VALUE!
| Direct-electricity system | €/a.apartment | #VALUE! | #VALUE! | #VALUE! | #VALUE!
| Central heat pump | €/a.apartment | #VALUE! | #VALUE! | #VALUE! | #VALUE! |  | Electricity
Price Escalation rates, final energy costs (incl. VAT)
| District heat | % p.a. | 2.5%
| Log wood | % p.a. | 2%
| Biomass pellets | % p.a. | 2.5%
| Brown coal briquettes | % p.a. | 2.5%
| Liquefied Petroleum Gas (LPG) | % p.a. | 2.5%
| Fuel oil | % p.a. | 2.5%
| Natural gas | % p.a. | 2.9%
| Direct-electricity system | % p.a. | 2.5%
| Central heat pump | % p.a. | 2.5%
| WACC, private | % p.a. | 4%
| Social discount rate | % p.a. | 3%
| Inflation | % p.a. | 2%
| Green house gas shadow prices | Source: Economic Appraisal Vademecum 2021-2027 - General Principles and Sector Applications | [5 empty] | https://ec.europa.eu/regional_policy/en/information/publications/guides/2021/economic-appraisal-vademecum-2021-2027-general-principles-and-sector-applications
|  |  | Nominal | NPV | NPV-factor | Year
| 2026 | €/t CO2e | 182 | 182 | 1 | 1
| 2027 | €/t CO2e | 199 | 193.2039 | 0.97087 | 2
| 2028 | €/t CO2e | 216 | 203.6007 | 0.9426 | 3
| 2029 | €/t CO2e | 233 | 213.228 | 0.91514 | 4
| 2030 | €/t CO2e | 250 | 222.1218 | 0.88849 | 5
| 2031 | €/t CO2e | 278 | 239.8052 | 0.86261 | 6
| 2032 | €/t CO2e | 306 | 256.2702 | 0.83748 | 7
| 2033 | €/t CO2e | 334 | 271.5726 | 0.81309 | 8
| 2034 | €/t CO2e | 362 | 285.7661 | 0.78941 | 9
| 2035 | €/t CO2e | 390 | 298.9025 | 0.76642 | 10
| 2036 | €/t CO2e | 417 | 310.2872 | 0.74409 | 11
| 2037 | €/t CO2e | 444 | 320.755 | 0.72242 | 12
| 2038 | €/t CO2e | 471 | 330.3499 | 0.70138 | 13
| 2039 | €/t CO2e | 498 | 339.1138 | 0.68095 | 14
| 2040 | €/t CO2e | 525 | 347.0868 | 0.66112 | 15
| 2041 | €/t CO2e | 552 | 354.3078 | 0.64186 | 16
| 2042 | €/t CO2e | 579 | 360.8137 | 0.62317 | 17
| 2043 | €/t CO2e | 606 | 366.64 | 0.60502 | 18
| 2044 | €/t CO2e | 633 | 371.8208 | 0.58739 | 19
| 2045 | €/t CO2e | 660 | 376.3888 | 0.57029 | 20
| 2046 | €/t CO2e | 688 | 380.9289 | 0.55368 | 21
| 2047 | €/t CO2e | 716 | 384.8853 | 0.53755 | 22
| 2048 | €/t CO2e | 744 | 388.288 | 0.52189 | 23
| 2049 | €/t CO2e | 772 | 391.166 | 0.50669 | 24
| 2050 | €/t CO2e | 800 | 393.547 | 0.49193 | 25
Avoided social costs of GHG-emissions (net present values)
| Life time of intervention |  |  | NPV over lifetime
| 1 | €/t CO2e |  | 182
| 2 | €/t CO2e |  | 187.6019
| 3 | €/t CO2e |  | 192.9349
| 4 | €/t CO2e |  | 198.0082
| 5 | €/t CO2e |  | 202.8309
| 6 | €/t CO2e |  | 208.9933
| 7 | €/t CO2e |  | 215.7471
| 8 | €/t CO2e |  | 222.7253
| 9 | €/t CO2e |  | 229.7298
| 10 | €/t CO2e |  | 236.6471
| 11 | €/t CO2e |  | 243.3417
| 12 | €/t CO2e |  | 249.7928
| 13 | €/t CO2e |  | 255.9895
| 14 | €/t CO2e |  | 261.9269
| 15 | €/t CO2e |  | 267.6043
| 16 | €/t CO2e |  | 273.0232
| 17 | €/t CO2e |  | 278.1874
| 18 | €/t CO2e |  | 283.1014
| 19 | €/t CO2e |  | 287.7708
| 20 | €/t CO2e |  | 292.2017
| 21 | €/t CO2e |  | 296.4268
| 22 | €/t CO2e |  | 300.4477
| 23 | €/t CO2e |  | 304.2668
| 24 | €/t CO2e |  | 307.8876
| 25 | €/t CO2e |  | 311.314
EMEP/EEA air pollutant emission inventory guidebook 2023
https://efdb.apps.eea.europa.eu
Public electricity and heat production
| Air pollutant emission factors |  | SOx | NOX | PM10+PM2.5 | NMVOC |  |  | SOx | NOX | PM10+PM2.5 | NMVOC
| Biomass | g/GJ | 10.8 | 81 | 288 | 7.31 |  | g/kWh | 0.03888 | 0.2916 | 1.0368 | 0.026316
| Hard coal | g/GJ | 820 | 82.5 | 12.9 | 0.6 |  | g/kWh | 2.952 | 0.297 | 0.04644 | 0.00216
| Brown coal | g/GJ | 1680 | 60 | 9.7 | 1 |  | g/kWh | 6.048 | 0.216 | 0.03492 | 0.0036
| Natural gas | g/GJ | 0.281 | 89 | 1.78 | 2.6 |  | g/kWh | 0.0010116 | 0.3204 | 0.006408 | 0.00936
| Residual Oil | g/GJ | 495 | 142 | 44.5 | 2.3 |  | g/kWh | 1.782 | 0.5112 | 0.1602 | 0.00828
| Other fossil fuels (municipal waste) | g/GJ | 833.427 | 77.1667 | 8.1267 | 1.4 | no data available, assumption | g/kWh | 3.0003 | 0.2778 | 0.029256 | 0.00504
| Primary energy carriers in the el. generation mix - public electricity grid |  |  | Country: | - select country - | - select country - |  | Direct emission factor
|  |  | GenerationShares, 2024 |  | Energy conversion output, 2024 | [7 empty] | https://www.statistik.at/statistiken/energie-und-umwelt/energie/energiebilanzen
| Biomass | % | #DIV/0! |  | 0 | TJ |  | 0 | t CO2/TJ
| Ambient heat | % | #DIV/0! |  | 0 | TJ |  | 0 | t CO2/TJ
| Nuclear energy | % | #DIV/0! |  | 0 | TJ |  | 0 | t CO2/TJ |  |  |  | Standardfaktoren für Brennstoffe aus der nationalen Treibhausgasinventur zur Anwendung für die Ebene 2a in Österreich
| Hard coal | % | #DIV/0! |  | 0 | TJ |  | 95.01 | t CO2/TJ
| Brown coal | % | #DIV/0! |  | 0 | TJ |  | 110 | t CO2/TJ
| Natural gas | % | #DIV/0! |  | 0 | TJ |  | 55.6 | t CO2e/TJ
| Residual Oil | % | #DIV/0! |  | 0 | TJ |  | 80 | t CO2/TJ
| Other fossil fuels (municipal waste) | % | #DIV/0! |  | 0 | TJ |  | 43.0556 | t CO2/TJ
| Hydro power | % | #DIV/0! |  | 0 | TJ |  | 0 | t CO2/TJ
| Wind power | % | #DIV/0! |  | 0 | TJ |  | 0 | t CO2/TJ
| Solar PV | % | #DIV/0! |  | 0 | TJ |  | 0 | t CO2/TJ
| Total | % | #DIV/0! |  | 0 | TJ |  | 0 | t CO2
| Energy conversion output, electricity | av. gen. efficiency | 240.4121 |  | 0 | TJ | Overall EMF | #DIV/0! | t CO2/GWh = g CO2/kWh
| Primary energy carriers in the DH generation mix - public district heating grid |  | Energy conversion input |  | Energy conversion output, 2024
| Biomass |  | 0 | TJ | 0 | TJ |  | 0 | t CO2/TJ
| Ambient heat |  | 0 | TJ | 0 | TJ |  | 0 | t CO2/TJ
| Hard coal |  | 0 | TJ | 0 | TJ |  | 95.01 | t CO2/TJ
| Brown coal |  | 0 | TJ | 0 | TJ |  | 110 | t CO2/TJ
| Natural gas |  | 0 | TJ | 0 | TJ |  | 55.6 | t CO2/TJ
| Residual Oil |  | 0 | TJ | 0 | TJ |  | 80 | t CO2/TJ
| Other fossil fuels (municipal waste) |  | 0 | TJ | 0 | TJ |  | 43.0556 | t CO2/TJ
| Electricity |  | 0 | TJ | 0 | TJ |  | #N/A | t CO2/TJ
| Geothermal |  | 0 | TJ | 0 | TJ |  | 0 | t CO2/TJ
| Solar thermal |  | 0 | TJ | 0 | TJ |  | 0 | t CO2/TJ
| Other fuels |  | 0 | TJ | 0 | TJ |  | 95 | t CO2/TJ |  | Old tyres
| Total |  | 0 | TJ | 0 | TJ |  | #N/A | t CO2
| Energy conversion output, district heat | av. gen. efficiency | 0.85 |  | 0 | TJ | Overall EMF | #N/A | t CO2/GWh = g CO2/kWh
| enefirst D3.4 Impact Assessment Handbook | https://enefirst.eu/wp-content/uploads/D3.4_MultipleImpactAssessment.pdf
| Air pollutant emission factors |  | SO2 | NOX | PM | NMVOC
| District heat | g/kWh | #DIV/0! | #DIV/0! | #DIV/0! | #DIV/0!
| Log wood | g/kWh | 0.02 | 0.31 | 0.07 | 0.01 |  | Biomass | https://enefirst.eu/wp-content/uploads/D3.4_MultipleImpactAssessment.pdf | [6 empty] | p 34
| Biomass pellets | g/kWh | 0.02 | 0.31 | 0.07 | 0.01 |  | Biomass
| Brown coal briquettes | g/kWh | 0.19 | 0.28 | 0.01 | 0.01 |  | Lignite | https://enefirst.eu/wp-content/uploads/D3.4_MultipleImpactAssessment.pdf | [6 empty] | p 34
| Liquefied Petroleum Gas (LPG) | g/kWh | 0.18 | 0.7 | 0.01 | 0.01 |  | Oil | https://enefirst.eu/wp-content/uploads/D3.4_MultipleImpactAssessment.pdf | [6 empty] | p 34
| Fuel oil | g/kWh | 0.18 | 0.7 | 0.01 | 0.01 |  | Oil
| Natural gas | g/kWh | 0 | 0.13 | 0 | 0 |  |  | https://enefirst.eu/wp-content/uploads/D3.4_MultipleImpactAssessment.pdf | [6 empty] | p 34
| Direct-electricity system | g/kWh | #DIV/0! | #DIV/0! | #DIV/0! | #DIV/0!
| Central heat pump | g/kWh | #DIV/0! | #DIV/0! | #DIV/0! | #DIV/0!
| https://enefirst.eu/wp-content/uploads/D3.4_MultipleImpactAssessment.pdf | p 34
| Health damage cost rates by emission source, type and receptor |  | SO2 | NOX | PM | NMVOC |  |  |  | SO2 | NOX | PM | NMVOC
| Energy supply (electricity, district heating) | [6 empty] | Direct combustion in buildings, industry, transport
| 2020 min | €2018/t | 5897.5 | 5154.5 | 10262.7 | 557.2 |  | 2020 min | €2018/t | 6826.3 | 7337.1 | 20200.3 | 557.2
| 2020 max | €2018/t | 28287.2 | 24723.5 | 49224.2 | 2672.8 |  | 2020 max | €2018/t | 32741.9 | 35192 | 96889.3 | 2672.8
| 2050 min | €2018/t | 5897.5 | 5154.5 | 10262.7 | 557.2 |  | 2050 min | €2018/t | 6826.3 | 7337.1 | 20200.3 | 557.2
| 2050 max | €2018/t | 28287.2 | 24723.5 | 49224.2 | 2672.8 |  | 2050 max | €2018/t | 32741.9 | 35192 | 96889.3 | 2672.8
| 2020 average | €2018/t | 17092.35 | 14939 | 29743.45 | 1615 |  | 2020 average |  | 19784.1 | 21264.55 | 58544.8 | 1615
| Health damage cost rates - net present values - by emission source, type and receptor |  | SO2 | NOX | PM | NMVOC |  |  |  | SO2 | NOX | PM | NMVOC
| 2026 value-protected | €/t | 19633.7375 | 17160.2152 | 34165.8747 | 1855.1274 |  | 2026 value-protected | €/t | 22725.7121 | 24426.2838 | 67249.5727 | 1855.1274
| 2027 | €/t | 20026.4122 | 17503.4195 | 34849.1922 | 1892.2299 |  | 2027 | €/t | 23180.2264 | 24914.8095 | 68594.5641 | 1892.2299
| 2028 | €/t | 20426.9405 | 17853.4879 | 35546.1761 | 1930.0745 |  | 2028 | €/t | 23643.8309 | 25413.1057 | 69966.4554 | 1930.0745
| 2029 | €/t | 20835.4793 | 18210.5576 | 36257.0996 | 1968.676 |  | 2029 | €/t | 24116.7075 | 25921.3678 | 71365.7845 | 1968.676
| 2030 | €/t | 21252.1889 | 18574.7688 | 36982.2416 | 2008.0495 |  | 2030 | €/t | 24599.0417 | 26439.7951 | 72793.1002 | 2008.0495
| 2031 | €/t | 21677.2326 | 18946.2642 | 37721.8864 | 2048.2105 |  | 2031 | €/t | 25091.0225 | 26968.5911 | 74248.9622 | 2048.2105
| 2032 | €/t | 22110.7773 | 19325.1895 | 38476.3241 | 2089.1747 |  | 2032 | €/t | 25592.8429 | 27507.9629 | 75733.9415 | 2089.1747
| 2033 | €/t | 22552.9928 | 19711.6932 | 39245.8506 | 2130.9582 |  | 2033 | €/t | 26104.6998 | 28058.1221 | 77248.6203 | 2130.9582
| 2034 | €/t | 23004.0527 | 20105.9271 | 40030.7676 | 2173.5774 |  | 2034 | €/t | 26626.7938 | 28619.2846 | 78793.5927 | 2173.5774
| 2035 | €/t | 23464.1337 | 20508.0456 | 40831.383 | 2217.0489 |  | 2035 | €/t | 27159.3297 | 29191.6703 | 80369.4645 | 2217.0489
| 2036 | €/t | 23933.4164 | 20918.2066 | 41648.0106 | 2261.3899 |  | 2036 | €/t | 27702.5163 | 29775.5037 | 81976.8538 | 2261.3899
| 2037 | €/t | 24412.0847 | 21336.5707 | 42480.9709 | 2306.6177 |  | 2037 | €/t | 28256.5666 | 30371.0137 | 83616.3909 | 2306.6177
| 2038 | €/t | 24900.3264 | 21763.3021 | 43330.5903 | 2352.75 |  | 2038 | €/t | 28821.6979 | 30978.434 | 85288.7187 | 2352.75
| 2039 | €/t | 25398.333 | 22198.5681 | 44197.2021 | 2399.805 |  | 2039 | €/t | 29398.1319 | 31598.0027 | 86994.4931 | 2399.805
| 2040 | €/t | 25906.2996 | 22642.5395 | 45081.1461 | 2447.8011 |  | 2040 | €/t | 29986.0945 | 32229.9628 | 88734.383 | 2447.8011
| 2041 | €/t | 26424.4256 | 23095.3903 | 45982.769 | 2496.7572 |  | 2041 | €/t | 30585.8164 | 32874.562 | 90509.0706 | 2496.7572
| 2042 | €/t | 26952.9141 | 23557.2981 | 46902.4244 | 2546.6923 |  | 2042 | €/t | 31197.5327 | 33532.0532 | 92319.252 | 2546.6923
| 2043 | €/t | 27491.9724 | 24028.4441 | 47840.4729 | 2597.6262 |  | 2043 | €/t | 31821.4834 | 34202.6943 | 94165.6371 | 2597.6262
| 2044 | €/t | 28041.8119 | 24509.013 | 48797.2824 | 2649.5787 |  | 2044 | €/t | 32457.9131 | 34886.7482 | 96048.9498 | 2649.5787
| 2045 | €/t | 28602.6481 | 24999.1932 | 49773.228 | 2702.5703 |  | 2045 | €/t | 33107.0713 | 35584.4832 | 97969.9288 | 2702.5703
| 2046 | €/t | 29174.7011 | 25499.1771 | 50768.6926 | 2756.6217 |  | 2046 | €/t | 33769.2127 | 36296.1728 | 99929.3274 | 2756.6217
| 2047 | €/t | 29758.1951 | 26009.1606 | 51784.0664 | 2811.7541 |  | 2047 | €/t | 34444.597 | 37022.0963 | 101927.9139 | 2811.7541
| 2048 | €/t | 30353.359 | 26529.3438 | 52819.7478 | 2867.9892 |  | 2048 | €/t | 35133.4889 | 37762.5382 | 103966.4722 | 2867.9892
| 2049 | €/t | 30960.4262 | 27059.9307 | 53876.1427 | 2925.349 |  | 2049 | €/t | 35836.1587 | 38517.789 | 106045.8017 | 2925.349
| 2050 | €/t | 31579.6347 | 27601.1293 | 54953.6656 | 2983.8559 |  | 2050 | €/t | 36552.8819 | 39288.1448 | 108166.7177 | 2983.8559
| Health damage cost rates - nominal values - by emission source, type and receptor |  | SO2 | NOX | PM | NMVOC |  |  |  | SO2 | NOX | PM | NMVOC
| 2026 value-protected | €/t | 19633.7375 | 17160.2152 | 34165.8747 | 1855.1274 |  | 2026 value-protected | €/t | 22725.7121 | 24426.2838 | 67249.5727 | 1855.1274
| 2027 | €/t | 19443.1187 | 16993.6112 | 33834.1672 | 1837.1164 |  | 2027 | €/t | 22505.0741 | 24189.1354 | 66596.6642 | 1837.1164
| 2028 | €/t | 19254.3505 | 16828.6246 | 33505.6801 | 1819.2803 |  | 2028 | €/t | 22286.5783 | 23954.2895 | 65950.0946 | 1819.2803
| 2029 | €/t | 19067.4151 | 16665.2399 | 33180.3823 | 1801.6174 |  | 2029 | €/t | 22070.2037 | 23721.7235 | 65309.8025 | 1801.6174
| 2030 | €/t | 18882.2945 | 16503.4415 | 32858.2426 | 1784.126 |  | 2030 | €/t | 21855.9299 | 23491.4155 | 64675.7267 | 1784.126
| 2031 | €/t | 18698.9713 | 16343.2139 | 32539.2306 | 1766.8044 |  | 2031 | €/t | 21643.7364 | 23263.3435 | 64047.807 | 1766.8044
| 2032 | €/t | 18517.4279 | 16184.5419 | 32223.3157 | 1749.6509 |  | 2032 | €/t | 21433.603 | 23037.4858 | 63425.9837 | 1749.6509
| 2033 | €/t | 18337.647 | 16027.4104 | 31910.468 | 1732.664 |  | 2033 | €/t | 21225.5098 | 22813.8209 | 62810.1974 | 1732.664
| 2034 | €/t | 18159.6116 | 15871.8045 | 31600.6576 | 1715.842 |  | 2034 | €/t | 21019.4369 | 22592.3275 | 62200.3897 | 1715.842
| 2035 | €/t | 17983.3047 | 15717.7093 | 31293.8551 | 1699.1834 |  | 2035 | €/t | 20815.3647 | 22372.9845 | 61596.5024 | 1699.1834
| 2036 | €/t | 17808.7095 | 15565.1102 | 30990.0313 | 1682.6865 |  | 2036 | €/t | 20613.2738 | 22155.7711 | 60998.4781 | 1682.6865
| 2037 | €/t | 17635.8094 | 15413.9926 | 30689.1572 | 1666.3497 |  | 2037 | €/t | 20413.1449 | 21940.6665 | 60406.2599 | 1666.3497
| 2038 | €/t | 17464.588 | 15264.3422 | 30391.2042 | 1650.1715 |  | 2038 | €/t | 20214.959 | 21727.6503 | 59819.7913 | 1650.1715
| 2039 | €/t | 17295.0289 | 15116.1447 | 30096.144 | 1634.1505 |  | 2039 | €/t | 20018.6973 | 21516.7023 | 59239.0167 | 1634.1505
| 2040 | €/t | 17127.116 | 14969.386 | 29803.9484 | 1618.2849 |  | 2040 | €/t | 19824.341 | 21307.8023 | 58663.8806 | 1618.2849
| 2041 | €/t | 16960.8333 | 14824.0522 | 29514.5897 | 1602.5734 |  | 2041 | €/t | 19631.8717 | 21100.9304 | 58094.3283 | 1602.5734
| 2042 | €/t | 16796.165 | 14680.1294 | 29228.0403 | 1587.0145 |  | 2042 | €/t | 19441.271 | 20896.067 | 57530.3057 | 1587.0145
| 2043 | €/t | 16633.0954 | 14537.6038 | 28944.2729 | 1571.6065 |  | 2043 | €/t | 19252.5208 | 20693.1926 | 56971.7591 | 1571.6065
| 2044 | €/t | 16471.6091 | 14396.462 | 28663.2605 | 1556.3482 |  | 2044 | €/t | 19065.6031 | 20492.2878 | 56418.6352 | 1556.3482
| 2045 | €/t | 16311.6905 | 14256.6906 | 28384.9764 | 1541.2381 |  | 2045 | €/t | 18880.5002 | 20293.3335 | 55870.8815 | 1541.2381
| 2046 | €/t | 16153.3246 | 14118.2761 | 28109.3941 | 1526.2746 |  | 2046 | €/t | 18697.1943 | 20096.3109 | 55328.4457 | 1526.2746
| 2047 | €/t | 15996.4962 | 13981.2055 | 27836.4874 | 1511.4564 |  | 2047 | €/t | 18515.6682 | 19901.201 | 54791.2763 | 1511.4564
| 2048 | €/t | 15841.1904 | 13845.4656 | 27566.2303 | 1496.782 |  | 2048 | €/t | 18335.9044 | 19707.9855 | 54259.3222 | 1496.782
| 2049 | €/t | 15687.3925 | 13711.0436 | 27298.5969 | 1482.2502 |  | 2049 | €/t | 18157.8859 | 19516.6458 | 53732.5327 | 1482.2502
| 2050 | €/t | 15535.0877 | 13577.9267 | 27033.562 | 1467.8594 |  | 2050 | €/t | 17981.5958 | 19327.1638 | 53210.8576 | 1467.8594
| Avoided social health costs of air pollutants (net present values) |  | SO2 | NOX | PM | NMVOC |  |  |  | SO2 | NOX | PM | NMVOC
| Energy supply (electricity, district heating) | [6 empty] | Direct combustion in buildings, industry, transport
| Life time of intervention | [6 empty] | Life time of intervention
| 1 | €/t | 19633.7375 | 17160.2152 | 34165.8747 | 1855.1274 |  | 1 | €/t | 22725.7121 | 24426.2838 | 67249.5727 | 1855.1274
| 2 | €/t | 19538.4281 | 17076.9132 | 34000.021 | 1846.1219 |  | 2 | €/t | 22615.3931 | 24307.7096 | 66923.1184 | 1846.1219
| 3 | €/t | 19443.7356 | 16994.1503 | 33835.2407 | 1837.1747 |  | 3 | €/t | 22505.7882 | 24189.9029 | 66598.7772 | 1837.1747
| 4 | €/t | 19349.6554 | 16911.9227 | 33671.5261 | 1828.2854 |  | 4 | €/t | 22396.8921 | 24072.8581 | 66276.5335 | 1828.2854
| 5 | €/t | 19256.1833 | 16830.2265 | 33508.8694 | 1819.4535 |  | 5 | €/t | 22288.6996 | 23956.5696 | 65956.3721 | 1819.4535
| 6 | €/t | 19163.3146 | 16749.0577 | 33347.2629 | 1810.6786 |  | 6 | €/t | 22181.2058 | 23841.0319 | 65638.278 | 1810.6786
| 7 | €/t | 19071.0451 | 16668.4126 | 33186.699 | 1801.9604 |  | 7 | €/t | 22074.4054 | 23726.2396 | 65322.2359 | 1801.9604
| 8 | €/t | 18979.3703 | 16588.2873 | 33027.1702 | 1793.2983 |  | 8 | €/t | 21968.2934 | 23612.1873 | 65008.2311 | 1793.2983
| 9 | €/t | 18888.286 | 16508.6781 | 32868.6688 | 1784.6921 |  | 9 | €/t | 21862.8649 | 23498.8695 | 64696.2487 | 1784.6921
| 10 | €/t | 18797.7879 | 16429.5813 | 32711.1874 | 1776.1412 |  | 10 | €/t | 21758.1149 | 23386.281 | 64386.2741 | 1776.1412
| 11 | €/t | 18707.8717 | 16350.993 | 32554.7187 | 1767.6453 |  | 11 | €/t | 21654.0384 | 23274.4165 | 64078.2926 | 1767.6453
| 12 | €/t | 18618.5331 | 16272.9096 | 32399.2552 | 1759.204 |  | 12 | €/t | 21550.6306 | 23163.2706 | 63772.2899 | 1759.204
| 13 | €/t | 18529.7681 | 16195.3275 | 32244.7897 | 1750.8169 |  | 13 | €/t | 21447.8867 | 23052.8383 | 63468.2516 | 1750.8169
| 14 | €/t | 18441.5725 | 16118.243 | 32091.315 | 1742.4836 |  | 14 | €/t | 21345.8017 | 22943.1143 | 63166.1633 | 1742.4836
| 15 | €/t | 18353.942 | 16041.6526 | 31938.8239 | 1734.2037 |  | 15 | €/t | 21244.371 | 22834.0935 | 62866.0112 | 1734.2037
| 16 | €/t | 18266.8727 | 15965.5525 | 31787.3093 | 1725.9768 |  | 16 | €/t | 21143.5898 | 22725.7708 | 62567.781 | 1725.9768
| 17 | €/t | 18180.3605 | 15889.9394 | 31636.7641 | 1717.8025 |  | 17 | €/t | 21043.4534 | 22618.1412 | 62271.4589 | 1717.8025
| 18 | €/t | 18094.4014 | 15814.8097 | 31487.1812 | 1709.6805 |  | 18 | €/t | 20943.9571 | 22511.1996 | 61977.0311 | 1709.6805
| 19 | €/t | 18008.9912 | 15740.1598 | 31338.5538 | 1701.6104 |  | 19 | €/t | 20845.0964 | 22404.9411 | 61684.484 | 1701.6104
| 20 | €/t | 17924.1262 | 15665.9863 | 31190.8749 | 1693.5918 |  | 20 | €/t | 20746.8666 | 22299.3607 | 61393.8039 | 1693.5918
| 21 | €/t | 17839.8023 | 15592.2858 | 31044.1378 | 1685.6243 |  | 21 | €/t | 20649.2631 | 22194.4536 | 61104.9773 | 1685.6243
| 22 | €/t | 17756.0157 | 15519.0549 | 30898.3355 | 1677.7076 |  | 22 | €/t | 20552.2816 | 22090.2148 | 60817.9909 | 1677.7076
| 23 | €/t | 17672.7624 | 15446.2902 | 30753.4613 | 1669.8413 |  | 23 | €/t | 20455.9173 | 21986.6396 | 60532.8314 | 1669.8413
| 24 | €/t | 17590.0387 | 15373.9882 | 30609.5087 | 1662.025 |  | 24 | €/t | 20360.166 | 21883.7232 | 60249.4856 | 1662.025
| 25 | €/t | 17507.8406 | 15302.1458 | 30466.4708 | 1654.2583 |  | 25 | €/t | 20265.0232 | 21781.4608 | 59967.9405 | 1654.2583
Note on G34: [Kommentarthread] Ihre Version von Excel gestattet Ihnen das Lesen dieses Kommentarthreads. Jegliche Bearbeitungen daran werden jedoch entfernt, wenn die Datei in einer neueren Version von Excel geöffnet wird. Weitere Informationen: https://go.microsoft.com/fwlink/?linkid=870924. Kommentar: with hot water SPH buffer storage

## nrg_bal_peh (hidden)
Data extracted on 05/03/2026 13:14:03 from [ESTAT]
Dataset: | Production of electricity and derived heat by type of fuel [nrg_bal_peh__custom_20388087]
Last updated: | 25/02/2026 23:00
Time frequency |  |  | Annual
Unit of measure |  |  | Terajoule
Time |  |  | 2024 |  |  |  |  | Long List | [11 empty] | Short List
GEO (Labels) | GEO (Labels) | Energy Carrier | Germany | Lithuania | Austria | Portugal | Slovenia | Gross electricity production | [5 empty] | Gross electricity production | [5 empty] | Gross electricity production | [5 empty] | Gross electricity production
NRG_BAL (Labels) | SIEC (Labels) | [6 empty] | Transformation Output per Energy Carrier [TJ] | Germany | Lithuania | Austria | Portugal | Slovenia | Energy carriers [%] | Germany | Lithuania | Austria | Portugal | Slovenia | Transformation Output per Energy Carrier [TJ] | Germany | Lithuania | Austria | Portugal | Slovenia | Energy carriers [%] | Germany | Lithuania | Austria | Portugal | Slovenia
Gross electricity production | Total | Total | 1850432.4 | 29130.84 | 296664.235 | 183922.006 | 61173.68 | Biomass | 183902.4 | 3524.76 | 16815.37 | 13506.242 | 933.898 | Biomass | 9.938% | 12.1% | 5.668% | 7.343% | 1.527% | Biomass | 183902.4 | 3524.76 | 16815.37 | 13506.242 | 933.898 | Biomass | 10.15% | 12.24% | 5.805% | 7.373% | 1.527%
Gross electricity production | Solid fossil fuels | Aggregate | 382798.8 | 0 | 85.133 | 0 | 12593.009 | Ambient heat | 0 | 0 | 0 | 0 | 0 | Ambient heat | 0% | 0% | 0% | 0% | 0% | Ambient heat | 0 | 0 | 0 | 0 | 0 | Ambient heat | 0% | 0% | 0% | 0% | 0%
Gross electricity production | Anthracite | Hard coal | 824.4 | 0 | 0 | 0 | 0 | Nuclear energy | 0 | 0 | 0 | 0 | 21008.61 | Nuclear energy | 0% | 0% | 0% | 0% | 34.34% | Nuclear energy | 0 | 0 | 0 | 0 | 21008.61 | Nuclear energy | 0% | 0% | 0% | 0% | 34.35%
Gross electricity production | Coking coal | Hard coal | 3823.2 | 0 | 0 | 0 | 0 | Hard coal | 98823.6 | 0 | 85.133 | 0 | 0.025 | Hard coal | 5.341% | 0% | 0.0287% | 0% | 4.087e-05% | Hard coal | 98823.6 | 0 | 85.133 | 0 | 0.025 | Hard coal | 5.457% | 0% | 0.02939% | 0% | 4.088e-05%
Gross electricity production | Other bituminous coal | Hard coal | 94158 | 0 | 85.133 | 0 | 0.025 | Brown coal | 283975.2 | 0 | 0 | 0 | 12592.983 | Brown coal | 15.35% | 0% | 0% | 0% | 20.59% | Brown coal | 283975.2 | 0 | 0 | 0 | 12592.983 | Brown coal | 15.68% | 0% | 0% | 0% | 20.59%
Gross electricity production | Sub-bituminous coal | Brown coal | 0 | 0 | 0 | 0 | 1138.496 | Natural gas | 325753.2 | 3036.6 | 27132.926 | 20282.692 | 1734.512 | Natural gas | 17.6% | 10.42% | 9.146% | 11.03% | 2.835% | Natural gas | 325753.2 | 3036.6 | 27132.926 | 20282.692 | 1734.512 | Natural gas | 17.99% | 10.54% | 9.367% | 11.07% | 2.836%
Gross electricity production | Lignite | Brown coal | 282614.4 | 0 | 0 | 0 | 11454.487 | Residual Oil | 16369.2 | 504.72 | 2587.961 | 4124.57 | 30.784 | Residual Oil | 0.8846% | 1.733% | 0.8724% | 2.243% | 0.05032% | Residual Oil | 16369.2 | 504.72 | 2587.961 | 4124.57 | 30.784 | Residual Oil | 0.9038% | 1.752% | 0.8934% | 2.251% | 0.05034%
Gross electricity production | Coke oven coke | Hard coal | 18 | 0 | 0 | 0 | 0 | Other fossil fuels (municipal waste) | 22176 | 657 | 2718.378 | 917.114 | 39.575 | Other fossil fuels (municipal waste) | 1.198% | 2.255% | 0.9163% | 0.4986% | 0.06469% | Other fossil fuels (municipal waste) | 22176 | 657 | 2718.378 | 917.114 | 39.575 | Other fossil fuels (municipal waste) | 1.224% | 2.281% | 0.9385% | 0.5006% | 0.06471%
Gross electricity production | Gas coke | nr | 0 | 0 | 0 | 0 | 0 | Hydro power | 108630 | 3636.72 | 177680.523 | 66939.444 | 20228.119 | Hydro power | 5.871% | 12.48% | 59.89% | 36.4% | 33.07% | Hydro power | 108630 | 3636.72 | 177680.523 | 66939.444 | 20228.119 | Hydro power | 5.998% | 12.63% | 61.34% | 36.54% | 33.08%
Gross electricity production | Patent fuel | nr | 0 | 0 | 0 | 0 | 0 | Wind power | 500090.4 | 12413.52 | 33326.719 | 51908.263 | 23.58 | Wind power | 27.03% | 42.61% | 11.23% | 28.22% | 0.03855% | Wind power | 500090.4 | 12413.52 | 33326.719 | 51908.263 | 23.58 | Wind power | 27.61% | 43.1% | 11.51% | 28.33% | 0.03856%
Gross electricity production | Brown coal briquettes | Brown coal | 1360.8 | 0 | 0 | 0 | 0 | Solar PV | 271364.4 | 5029.92 | 29315.761 | 25516.836 | 4565.322 | Solar PV | 14.66% | 17.27% | 9.882% | 13.87% | 7.463% | Solar PV | 271364.4 | 5029.92 | 29315.761 | 25516.836 | 4565.322 | Solar PV | 14.98% | 17.46% | 10.12% | 13.93% | 7.465%
Gross electricity production | Coal tar | nr | 0 | 0 | 0 | 0 | 0 | Electricity | 792 | 4.68 | 15.368 | 2.272 | 16.272 | Electricity | 0.0428% | 0.01607% | 0.00518% | 0.001235% | 0.0266% | Total | 1811084.4 | 28803.24 | 289662.771 | 183195.161 | 61157.408 | Total | 100% | 100% | 100% | 100% | 100%
Gross electricity production | Manufactured gases | Aggregate | 32094 | 0 | 6968.891 | 0 | 0 | Other fuels | 5688 | 322.92 | 0 | -2.272 | 0 | Other fuels | 0.3074% | 1.109% | 0% | -0.001235% | 0% | [6 empty] | Check | TRUE | TRUE | TRUE | TRUE | TRUE
Gross electricity production | Coke oven gas | Manufactured gases | 6544.8 | 0 | 885.11 | 0 | 0 | Geothermal | 774 | 0 | 0 | 726.844 | 0 | Geothermal | 0.04183% | 0% | 0% | 0.3952% | 0%
Gross electricity production | Gas works gas | nr | 0 | 0 | 0 | 0 | 0 | Solar thermal | 0 | 0 | 0 | 0 | 0 | Solar thermal | 0% | 0% | 0% | 0% | 0%
Gross electricity production | Blast furnace gas | Manufactured gases | 22989.6 | 0 | 5145.278 | 0 | 0 | Heat | 0 | 0 | 17.204 | 0 | 0 | Heat | 0% | 0% | 0.005799% | 0% | 0%
Gross electricity production | Other recovered gases | Manufactured gases | 2559.6 | 0 | 938.502 | 0 | 0 | Peat | 0 | 0 | 0 | 0 | 0 | Peat | 0% | 0% | 0% | 0% | 0%
Gross electricity production | Peat and peat products | Aggregate | 0 | 0 | 0 | 0 | 0 | Manufactured gases | 32094 | 0 | 6968.89 | 0 | 0 | Manufactured gases | 1.734% | 0% | 2.349% | 0% | 0%
Gross electricity production | Peat | nr | 0 | 0 | 0 | 0 | 0 | Total | 1850432.4 | 29130.84 | 296664.235 | 183922.006 | 61173.68 | Total | 100% | 100% | 100% | 100% | 100%
Gross electricity production | Peat products | nr | 0 | 0 | 0 | 0 | 0 | Check | TRUE | TRUE | TRUE | TRUE | TRUE | Check | TRUE | TRUE | FALSE | FALSE | TRUE
Gross electricity production | Oil shale and oil sands | nr | 0 | 0 | 0 | 0 | 0
Gross electricity production | Natural gas | Natural gas | 325753.2 | 3036.6 | 27132.926 | 20282.692 | 1734.512
Gross electricity production | Oil and petroleum products (excluding biofuel portion) | Aggregate | 16369.2 | 504.72 | 2587.961 | 4124.57 | 30.784 | Gross heat production | [5 empty] | Gross heat production | [5 empty] | Gross heat production | [5 empty] | Gross heat production
Gross electricity production | Crude oil | nr | 0 | 0 | 0 | 0 | 0 | Transformation Output per Energy Carrier [TJ] | Germany | Lithuania | Austria | Portugal | Slovenia | Energy carriers [%] | Germany | Lithuania | Austria | Portugal | Slovenia | Transformation Output per Energy Carrier [TJ] | Germany | Lithuania | Austria | Portugal | Slovenia | Energy carriers [%] | Germany | Lithuania | Austria | Portugal | Slovenia
Gross electricity production | Natural gas liquids | nr | 0 | 0 | 0 | 0 | 0 | Biomass | 80821 | 25168 | 45157.387 | 0 | 1831.27 | Biomass | 19.53% | 68.03% | 55.41% | 0% | 22.83% | Biomass | 80821 | 25168 | 45157.387 | 0 | 1831.27 | Biomass | 19.53% | 68.14% | 55.41% | 0% | 22.83%
Gross electricity production | Refinery feedstocks | nr | 0 | 0 | 0 | 0 | 0 | Ambient heat | 435 | 0 | 387.469 | 0 | 0 | Ambient heat | 0.1051% | 0% | 0.4754% | 0% | 0% | Ambient heat | 435 | 0 | 387.469 | 0 | 0 | Ambient heat | 0.1051% | 0% | 0.4754% | 0% | 0%
Gross electricity production | Additives and oxygenates (excluding biofuel portion) | nr | 0 | 0 | 0 | 0 | 0 | Nuclear energy | 0 | 0 | 0 | 0 | 0 | Nuclear energy | 0% | 0% | 0% | 0% | 0% | Hard coal | 42335 | 11 | 0 | 0 | 0 | Hard coal | 10.23% | 0.02978% | 0% | 0% | 0%
Gross electricity production | Other hydrocarbons | nr | 0 | 0 | 0 | 0 | 0 | Hard coal | 42335 | 11 | 0 | 0 | 0 | Hard coal | 10.23% | 0.02973% | 0% | 0% | 0% | Brown coal | 17823 | 0 | 0 | 0 | 2241.258 | Brown coal | 4.307% | 0% | 0% | 0% | 27.94%
Gross electricity production | Refinery gas | Residual Oil | 1825.2 | 324.36 | 602.428 | 123.901 | 0 | Brown coal | 17823 | 0 | 0 | 0 | 2241.258 | Brown coal | 4.307% | 0% | 0% | 0% | 27.94% | Natural gas | 212118 | 4340 | 24928.34 | 8865.107 | 3700.324 | Natural gas | 51.26% | 11.75% | 30.59% | 97.28% | 46.13%
Gross electricity production | Ethane | nr | 0 | 0 | 0 | 0 | 0 | Natural gas | 212118 | 4340 | 24928.34 | 8865.107 | 3700.324 | Natural gas | 51.26% | 11.73% | 30.59% | 97.28% | 46.13% | Residual Oil | 6837 | 218 | 2722.46 | 247.655 | 68.593 | Residual Oil | 1.652% | 0.5902% | 3.34% | 2.718% | 0.8551%
Gross electricity production | Liquefied petroleum gases | Residual Oil | 1098 | 0 | 0 | 0 | 6.12 | Residual Oil | 6837 | 218 | 2722.46 | 247.655 | 68.593 | Residual Oil | 1.652% | 0.5893% | 3.34% | 2.718% | 0.8551% | Other fossil fuels (municipal waste) | 44201 | 1216 | 6313.52 | 0 | 142.256 | Other fossil fuels (municipal waste) | 10.68% | 3.292% | 7.747% | 0% | 1.773%
Gross electricity production | Naphtha | nr | 0 | 0 | 0 | 0 | 0 | Other fossil fuels (municipal waste) | 44201 | 1216 | 6313.52 | 0 | 142.256 | Other fossil fuels (municipal waste) | 10.68% | 3.287% | 7.747% | 0% | 1.773% | Electricity | 0 | 2 | 20.941 | 0 | 0 | Electricity | 0% | 0.005414% | 0.02569% | 0% | 0%
Gross electricity production | Aviation gasoline | nr | 0 | 0 | 0 | 0 | 0 | Hydro power | 0 | 0 | 0 | 0 | 0 | Hydro power | 0% | 0% | 0% | 0% | 0% | Geothermal | 3115 | 0 | 667.107 | 0 | 37.812 | Geothermal | 0.7528% | 0% | 0.8185% | 0% | 0.4714%
Gross electricity production | Motor gasoline (excluding biofuel portion) | nr | 0 | 0 | 0 | 0 | 0 | Wind power | 0 | 0 | 0 | 0 | 0 | Wind power | 0% | 0% | 0% | 0% | 0% | Solar thermal | 139 | 0 | 138.404 | 0 | 0 | Solar thermal | 0.03359% | 0% | 0.1698% | 0% | 0%
Gross electricity production | Gasoline-type jet fuel | nr | 0 | 0 | 0 | 0 | 0 | Solar PV | 0 | 0 | 0 | 0 | 0 | Solar PV | 0% | 0% | 0% | 0% | 0% | Other fuels | 5945 | 5983 | 1163.215 | 0 | 0 | Other fuels | 1.437% | 16.2% | 1.427% | 0% | 0%
Gross electricity production | Kerosene-type jet fuel (excluding biofuel portion) | nr | 0 | 0 | 0 | 0 | 0 | Electricity | 0 | 2 | 20.941 | 0 | 0 | Electricity | 0% | 0.005406% | 0.02569% | 0% | 0% | Total | 413769 | 36938 | 81498.843 | 9112.762 | 8021.513 | Total | 100% | 100% | 100% | 100% | 100%
Gross electricity production | Other kerosene | nr | 0 | 0 | 0 | 0 | 0 | Other fuels | 5945 | 5983 | 0 | 0 | 0 | Other fuels | 1.437% | 16.17% | 0% | 0% | 0% | [6 empty] | Check | TRUE | TRUE | TRUE | TRUE | TRUE
Gross electricity production | Gas oil and diesel oil (excluding biofuel portion) | Residual Oil | 2714.4 | 0 | 11.185 | 261.533 | 24.664 | Geothermal | 3115 | 0 | 667.107 | 0 | 37.812 | Geothermal | 0.7528% | 0% | 0.8185% | 0% | 0.4714%
Gross electricity production | Fuel oil | Residual Oil | 2862 | 180.36 | 1974.348 | 3739.136 | 0 | Solar thermal | 139 | 0 | 138.404 | 0 | 0 | Solar thermal | 0.03359% | 0% | 0.1698% | 0% | 0%
Gross electricity production | White spirit and special boiling point industrial spirits | nr | 0 | 0 | 0 | 0 | 0 | Heat | 0 | 0 | 0 | 0 | 0 | Heat | 0% | 0% | 0% | 0% | 0%
Gross electricity production | Lubricants | nr | 0 | 0 | 0 | 0 | 0 | Peat | 0 | 57 | 0 | 0 | 0 | Peat | 0% | 0.1541% | 0% | 0% | 0%
Gross electricity production | Paraffin waxes | nr | 0 | 0 | 0 | 0 | 0 | Manufactured gases | 35 | 0 | 1163.215 | 0 | 0 | Manufactured gases | 0.008458% | 0% | 1.427% | 0% | 0%
Gross electricity production | Petroleum coke | Residual Oil | 446.4 | 0 | 0 | 0 | 0 | Total | 413804 | 36995 | 81498.843 | 9112.762 | 8021.513 | Total | 100% | 100% | 100% | 100% | 100%
Gross electricity production | Bitumen | nr | 0 | 0 | 0 | 0 | 0 | Check | TRUE | TRUE | TRUE | TRUE | TRUE | Check | TRUE | TRUE | TRUE | TRUE | TRUE
Gross electricity production | Other oil products n.e.c. | Residual Oil | 7423.2 | 0 | 0 | 0 | 0
Gross electricity production | Renewables and biofuels | Aggregate | 1041901.2 | 22539.6 | 244003.352 | 145271.534 | 24731.978
Gross electricity production | Hydro | Hydro power | 85770 | 1571.4 | 164545.502 | 53613.349 | 19209.179
Gross electricity production | Pumped hydro power | Hydro power | 22860 | 2065.32 | 13135.021 | 13326.095 | 1018.94
Gross electricity production | Geothermal | Geothermal | 774 | 0 | 0 | 726.844 | 0
Gross electricity production | Wind | Wind power | 500090.4 | 12413.52 | 33326.719 | 51908.263 | 23.58
Gross electricity production | Solar thermal | nr | 0 | 0 | 0 | 0 | 0
Gross electricity production | Solar photovoltaic | Solar PV | 271364.4 | 5029.92 | 29315.761 | 25516.836 | 4565.322
Gross electricity production | Tide, wave, ocean | nr | 0 | 0 | 0 | 0 | 0
Gross electricity production | Ambient heat (heat pumps) | nr | 0 | 0 | 0 | 0 | 0
Gross electricity production | Primary solid biofuels | Biomass | 38890.8 | 2252.52 | 13132.422 | 11339.496 | 604.523
Gross electricity production | Charcoal | nr | 0 | 0 | 0 | 0 | 0
Gross electricity production | Pure biogasoline | nr | 0 | 0 | 0 | 0 | 0
Gross electricity production | Blended biogasoline | nr | 0 | 0 | 0 | 0 | 0
Gross electricity production | Pure biodiesels | Biomass | 0 | 0 | 0 | 0 | 24.941
Gross electricity production | Blended biodiesels | nr | 0 | 0 | 0 | 0 | 0
Gross electricity production | Pure bio jet kerosene | nr | 0 | 0 | 0 | 0 | 0
Gross electricity production | Blended bio jet kerosene | nr | 0 | 0 | 0 | 0 | 0
Gross electricity production | Other liquid biofuels | Biomass | 658.8 | 0 | 0.068 | 0 | 0
Gross electricity production | Biogases | Biomass | 124434 | 367.92 | 2429.914 | 871.398 | 304.434
Gross electricity production | Industrial waste (non-renewable) | Other fossil fuels (municipal waste) | 2257.2 | 311.76 | 848.758 | 24.372 | 39.575
Gross electricity production | Renewable municipal waste | Biomass | 19918.8 | 904.32 | 1252.966 | 1295.348 | 0
Gross electricity production | Non-renewable municipal waste | Other fossil fuels (municipal waste) | 19918.8 | 345.24 | 1869.62 | 892.742 | 0
Gross electricity production | Non-renewable waste | Aggregate | 22176 | 657 | 2718.378 | 917.114 | 39.575
Gross electricity production | Nuclear heat | Nuclear energy | 0 | 0 | 0 | 0 | 21008.61
Gross electricity production | Electricity | nr | 0 | 0 | 0 | 0 | 0
Gross electricity production | Heat | Heat | 0 | 0 | 17.204 | 0 | 0
Gross electricity production | Other fuels n.e.c. | Other fuels | 5688 | 322.92 | 0 | -2.272 | 0
Gross electricity production | Batteries | Electricity | 792 | 4.68 | 15.368 | 2.272 | 16.272
Gross electricity production | Bioenergy | Aggregate | 188812.769 | 3546.372 | 16859.741 | 13506.242 | 933.898
Gross electricity production | Fossil energy | Aggregate | 774280.831 | 4176.708 | 39448.918 | 25324.376 | 14397.88
Gross heat production | Total | Total | 413804 | 36995 | 81498.843 | 9112.762 | 8021.513
Gross heat production | Solid fossil fuels | Aggregate | 60158 | 11 | 0 | 0 | 2241.258
Gross heat production | Anthracite | Hard coal | 337 | 0 | 0 | 0 | 0
Gross heat production | Coking coal | Hard coal | 1686 | 0 | 0 | 0 | 0
Gross heat production | Other bituminous coal | Hard coal | 40312 | 11 | 0 | 0 | 0
Gross heat production | Sub-bituminous coal | Brown coal | 0 | 0 | 0 | 0 | 1385.574
Gross heat production | Lignite | Brown coal | 15096 | 0 | 0 | 0 | 855.684
Gross heat production | Coke oven coke | nr | 0 | 0 | 0 | 0 | 0
Gross heat production | Gas coke | nr | 0 | 0 | 0 | 0 | 0
Gross heat production | Patent fuel | nr | 0 | 0 | 0 | 0 | 0
Gross heat production | Brown coal briquettes | Brown coal | 2727 | 0 | 0 | 0 | 0
Gross heat production | Coal tar | nr | 0 | 0 | 0 | 0 | 0
Gross heat production | Manufactured gases | Aggregate | 35 | 0 | 1163.215 | 0 | 0
Gross heat production | Coke oven gas | Manufactured gases | 0 | 0 | 84.291 | 0 | 0
Gross heat production | Gas works gas | nr | 0 | 0 | 0 | 0 | 0
Gross heat production | Blast furnace gas | Manufactured gases | 0 | 0 | 1078.924 | 0 | 0
Gross heat production | Other recovered gases | Manufactured gases | 35 | 0 | 0 | 0 | 0
Gross heat production | Peat and peat products | Aggregate | 0 | 57 | 0 | 0 | 0
Gross heat production | Peat | Peat | 0 | 57 | 0 | 0 | 0
Gross heat production | Peat products | nr | 0 | 0 | 0 | 0 | 0
Gross heat production | Oil shale and oil sands | nr | 0 | 0 | 0 | 0 | 0
Gross heat production | Natural gas | Natural gas | 212118 | 4340 | 24928.34 | 8865.107 | 3700.324
Gross heat production | Oil and petroleum products (excluding biofuel portion) | Aggregate | 6837 | 218 | 2722.46 | 247.655 | 68.593
Gross heat production | Crude oil | nr | 0 | 0 | 0 | 0 | 0
Gross heat production | Natural gas liquids | nr | 0 | 0 | 0 | 0 | 0
Gross heat production | Refinery feedstocks | nr | 0 | 0 | 0 | 0 | 0
Gross heat production | Additives and oxygenates (excluding biofuel portion) | nr | 0 | 0 | 0 | 0 | 0
Gross heat production | Other hydrocarbons | nr | 0 | 0 | 0 | 0 | 0
Gross heat production | Refinery gas | Residual Oil | 0 | 0 | 554.469 | 0 | 0
Gross heat production | Ethane | nr | 0 | 0 | 0 | 0 | 0
Gross heat production | Liquefied petroleum gases | Residual Oil | 74 | 36 | 0 | 0 | 48.309
Gross heat production | Naphtha | nr | 0 | 0 | 0 | 0 | 0
Gross heat production | Aviation gasoline | nr | 0 | 0 | 0 | 0 | 0
Gross heat production | Motor gasoline (excluding biofuel portion) | nr | 0 | 0 | 0 | 0 | 0
Gross heat production | Gasoline-type jet fuel | nr | 0 | 0 | 0 | 0 | 0
Gross heat production | Kerosene-type jet fuel (excluding biofuel portion) | nr | 0 | 0 | 0 | 0 | 0
Gross heat production | Other kerosene | nr | 0 | 0 | 0 | 0 | 0
Gross heat production | Gas oil and diesel oil (excluding biofuel portion) | Residual Oil | 5456 | 101 | 87.241 | 0 | 20.284
Gross heat production | Fuel oil | Residual Oil | 100 | 81 | 2080.75 | 247.655 | 0
Gross heat production | White spirit and special boiling point industrial spirits | nr | 0 | 0 | 0 | 0 | 0
Gross heat production | Lubricants | nr | 0 | 0 | 0 | 0 | 0
Gross heat production | Paraffin waxes | nr | 0 | 0 | 0 | 0 | 0
Gross heat production | Petroleum coke | nr | 0 | 0 | 0 | 0 | 0
Gross heat production | Bitumen | nr | 0 | 0 | 0 | 0 | 0
Gross heat production | Other oil products n.e.c. | Residual Oil | 1207 | 0 | 0 | 0 | 0
Gross heat production | Renewables and biofuels | Aggregate | 84510 | 25168 | 46350.367 | 0 | 1869.082
Gross heat production | Hydro | nr | 0 | 0 | 0 | 0 | 0
Gross heat production | Pumped hydro power | nr | 0 | 0 | 0 | 0 | 0
Gross heat production | Geothermal | Geothermal | 3115 | 0 | 667.107 | 0 | 37.812
Gross heat production | Wind | nr | 0 | 0 | 0 | 0 | 0
Gross heat production | Solar thermal | Solar thermal | 139 | 0 | 138.404 | 0 | 0
Gross heat production | Solar photovoltaic | nr | 0 | 0 | 0 | 0 | 0
Gross heat production | Tide, wave, ocean | nr | 0 | 0 | 0 | 0 | 0
Gross heat production | Ambient heat (heat pumps) | Ambient heat | 435 | 0 | 387.469 | 0 | 0
Gross heat production | Primary solid biofuels | Biomass | 28737 | 22666 | 41501.733 | 0 | 1701.802
Gross heat production | Charcoal | nr | 0 | 0 | 0 | 0 | 0
Gross heat production | Pure biogasoline | nr | 0 | 0 | 0 | 0 | 0
Gross heat production | Blended biogasoline | nr | 0 | 0 | 0 | 0 | 0
Gross heat production | Pure biodiesels | Biomass | 0 | 0 | 0 | 0 | 25.518
Gross heat production | Blended biodiesels | nr | 0 | 0 | 0 | 0 | 0
Gross heat production | Pure bio jet kerosene | nr | 0 | 0 | 0 | 0 | 0
Gross heat production | Blended bio jet kerosene | nr | 0 | 0 | 0 | 0 | 0
Gross heat production | Other liquid biofuels | Biomass | 114 | 0 | 0 | 0 | 0
Gross heat production | Biogases | Biomass | 13128 | 70 | 374.463 | 0 | 103.95
Gross heat production | Industrial waste (non-renewable) | Other fossil fuels (municipal waste) | 5359 | 585 | 970.944 | 0 | 142.256
Gross heat production | Renewable municipal waste | Biomass | 38842 | 2432 | 3281.191 | 0 | 0
Gross heat production | Non-renewable municipal waste | Other fossil fuels (municipal waste) | 38842 | 631 | 5342.576 | 0 | 0
Gross heat production | Non-renewable waste | Aggregate | 44201 | 1216 | 6313.52 | 0 | 142.256
Gross heat production | Nuclear heat | nr | 0 | 0 | 0 | 0 | 0
Gross heat production | Electricity | Electricity | 0 | 2 | 20.941 | 0 | 0
Gross heat production | Heat | nr | 0 | 0 | 0 | 0 | 0
Gross heat production | Other fuels n.e.c. | Other fuels | 5945 | 5983 | 0 | 0 | 0
Gross heat production | Batteries | nr | 0 | 0 | 0 | 0 | 0
Gross heat production | Bioenergy | Aggregate | 84018.444 | 25198.889 | 45198.153 | 0 | 1831.27
Gross heat production | Fossil energy | Aggregate | 320151.556 | 5811.111 | 35086.769 | 9112.762 | 6152.431

## SPH_temp_behav (hidden)
| SaveEnergyTogether | Cost Benefit Assessement Tool for assessing local and over-regional energy saving campaigns
Reduction of SPH cosumption - Improved heating behaviour
Help | Parameter | Unit | Input Values |  | Input Values |  | Remark/Reference Value
| Building type |  | Single family house |  | Apartment house
| Thermal quality status of the building |  | unrefurbished | refurbished | unrefurbished | refurbished
Temperature correction factors depending on the heating behaviour
| Standard interior temperature | °C | 20 | 20 | 20 | 20 |  | Austrian energy handbook for building energy adivsers
| Actual interior temperature | °C | 20 | 20 | 20 | 20 |  | p 109 | 16 | 17 | 18 | 19 | 20 | 21 | 22 | 23 | 24
| Correction factor for interior temperature | # | 1 | 1 | 1 | 1 |  | p 109 | 0.68 | 0.76 | 0.84 | 0.92 | 1 | 1.08 | 1.16 | 1.24 | 1.32
| Number of holiday weeks with temperature reduction | # | 2 | 2 | 2 | 2 |  | p 109 |  |  | 0 | 1 | 2 | 3 | 4 | 5 | 6
| Correction factor for vacation absence | # | 0.95 | 0.95 | 0.95 | 0.95 |  | p 109 |  |  | 1 | 0.975 | 0.95 | 0.925 | 0.9 | 0.875 | 0.85
| building fabric | text | solid | solid | solid | solid |  | p 109 |  |  | 4: solid; 5: medium; 6: light
| Correction factor for night setback (depending on the building fabric) | # | 0.98 | 0.98 | 0.98 | 0.98 |  | p 109 |  |  | 4: 0.98; 5: 0.96; 6: 0.93
| Number of unheated rooms | # | 1 | 1 | 0 | 0 |  | p 109 |  |  | 3: 0; 4: 1; 5: 2; 6: 3
| Correction factor for partial heating | # | 0.92 | 0.92 | 1 | 1 |  | p 109 |  |  | 3: 1; 4: 0.92; 5: 0.85; 6: 0.8
| Estimation of the average room temperature for the specified usage behaviour | °C | 17.1304 | 17.1304 | 18.62 | 18.62
Savings of useful space heat
| Useful space heat (SPH) demand (see, e.g. Energy Performance Certificate) | kWh/m².a | 145 | 55 | 95 | 45
| Final heat savings per degree reduction | % | 5% | 4% | 4.5% | 3.5%
| Estimated ratio of final to useful space heat | % | 70% | 70% | 70% | 70%
| Estimated savings of useful energy | % | 10.04% | 8.035% | 4.347% | 3.381%
| Calculated savings of useful energy, triggered by this measure | kWh/a | 2265.3898 | 661.696 | 356.0043 | 118.8633
Reduction of Final energy consumption for SPH, total
| District heat | kWh/a | 2594.9482 | 722.139 | 421.856 | 126.3428
| Log wood | kWh/a | 3872.4612 | 1010.9947 | 610.7468 | 176.8799
| Biomass pellets | kWh/a | 3146.3747 | 842.4955 | 499.0248 | 147.3999
| Brown coal briquettes | kWh/a | 3872.4612 | 1010.9947 | 629.539 | 176.8799
| Liquefied Petroleum Gas (LPG) | kWh/a | 3146.3747 | 832.5838 | 511.5004 | 145.6658
| Fuel oil | kWh/a | 3146.3747 | 822.9026 | 511.5004 | 143.972
| Natural gas | kWh/a | 2961.2938 | 813.444 | 470.3452 | 142.3171
| Direct-electricity system | kWh/a | 2517.0998 | 707.6963 | 409.2004 | 123.8159 | Average | Average beneficial only
| Central heat pump | kWh/a | 868.611 | 216.9849 | 125.4639 | 35.2727 | 1069.8322 | #DIV/0!
Avoided heat losses, relative to total final energy SPH demand
| District heat | % p.a. | 11.16% | 8.593% | 0.4997% | 0.3522%
| Log wood | % p.a. | 11.16% | 8.593% | 0.4997% | 0.3522%
| Biomass pellets | % p.a. | 11.16% | 8.593% | 0.4997% | 0.3522%
| Brown coal briquettes | % p.a. | 11.16% | 8.593% | 0.4997% | 0.3522%
| Liquefied Petroleum Gas (LPG) | % p.a. | 11.16% | 8.593% | 0.4997% | 0.3522%
| Fuel oil | % p.a. | 11.16% | 8.593% | 0.4997% | 0.3522%
| Natural gas | % p.a. | 11.16% | 8.593% | 0.4997% | 0.3522%
| Direct-electricity system | % p.a. | 11.16% | 8.593% | 0.4997% | 0.3522%
| Central heat pump | % p.a. | 11.16% | 8.593% | 0.4997% | 0.3522% | Electricity
Individual implementation costs - smart thermostats
Help | Parameter | Unit | Input Values |  | Input Values |  | Remark/Reference Value
| Building type |  | Single family house |  | Apartment house
| Thermal quality status of the building |  | unrefurbished | refurbished | unrefurbished | refurbished | SFH | AH
| Time to get informed on intervention type | hours |  | 0 |  | 0 | 3 to 4 | hours
| Time to search for materials & prices at DIY stores | hours |  | 0 |  | 0 | 2 to 3 | hours
| Total information and search time | hours | 0 | 0 | 0 | 0
| Total DIY implementation time | hours |  | 0 |  | 0 | 4 to 5 | hours
| Total info, collection and implementation time | hours | 0 | 0 | 0 | 0
| Opportunity costs of lost leisure time | €/h |  | 0 | 0 | 0 | 10-40 | €/h |  | depending on income, priorities, personal goals and the alternatives (e.g. overtime) available
| Total DIY costs | € | 0 | 0 | 0 | 0
| Costs of complete equipment with smart thermostats | € |  | 0 |  | 0 | 400 to 600 | 300 to 500 | € | smart thermostates
| Material costs | Euro | 0 | 0 | 0 | 0
| Total up-front investment | € | 0 | 0 | 0 | 0
| Maintenance and servicing costs, first year | €/year |  | 0 |  | 0 | 20 to 30 | €/year |  | Cost of batteries and App etc.
| Price escalation rate M&S costs | % p.a. | 2%
| Present value factor, private perspective | % p.a. | 2.8295 | 2.8295 | 2.8295 | 2.8295
| Maintenance and servicing costs, annuity | €/year | 0 | 0 | 0 | 0
| WACC, private | % p.a. | 4% | 4% | 4% | 4%
| Lifetime of the intervention | years | 3 | 3 | 3 | 3 | 10 to 15 | a
Energy Cost Savings, 1st year
| District heat | €/a.apartment | #VALUE! | #VALUE! | #VALUE! | #VALUE! | cost savings refer to DH working price component only
| Log wood | €/a.apartment | #VALUE! | #VALUE! | #VALUE! | #VALUE!
| Biomass pellets | €/a.apartment | #VALUE! | #VALUE! | #VALUE! | #VALUE!
| Brown coal briquettes | €/a.apartment | #VALUE! | #VALUE! | #VALUE! | #VALUE!
| Liquefied Petroleum Gas (LPG) | €/a.apartment | #VALUE! | #VALUE! | #VALUE! | #VALUE!
| Fuel oil | €/a.apartment | #VALUE! | #VALUE! | #VALUE! | #VALUE!
| Natural gas | €/a.apartment | #VALUE! | #VALUE! | #VALUE! | #VALUE!
| Direct-electricity system | €/a.apartment | #VALUE! | #VALUE! | #VALUE! | #VALUE! |  | Average | Average beneficial only
| Central heat pump | €/a.apartment | #VALUE! | #VALUE! | #VALUE! | #VALUE! | #VALUE! | #VALUE! | #DIV/0!
| Energy Cost Savings, annuity | [5 empty] | Present value factor, private perspective
| District heat | €/a.apartment | #VALUE! | #VALUE! | #VALUE! | #VALUE! | 2.8432
| Log wood | €/a.apartment | #VALUE! | #VALUE! | #VALUE! | #VALUE! | 2.8295
| Biomass pellets | €/a.apartment | #VALUE! | #VALUE! | #VALUE! | #VALUE! | 2.8432
| Brown coal briquettes | €/a.apartment | #VALUE! | #VALUE! | #VALUE! | #VALUE! | 2.8432
| Liquefied Petroleum Gas (LPG) | €/a.apartment | #VALUE! | #VALUE! | #VALUE! | #VALUE! | 2.8432
| Fuel oil | €/a.apartment | #VALUE! | #VALUE! | #VALUE! | #VALUE! | 2.8432
| Natural gas | €/a.apartment | #VALUE! | #VALUE! | #VALUE! | #VALUE! | 2.8542
| Direct-electricity system | €/a.apartment | #VALUE! | #VALUE! | #VALUE! | #VALUE! | 2.8432
| Central heat pump | €/a.apartment | #VALUE! | #VALUE! | #VALUE! | #VALUE! | 2.8432
Results per home
Help | Parameter | Unit | Input Values |  | Input Values |  | Remark/Reference Value
| Building type |  | Single family house |  | Apartment house
| Thermal quality status of the building |  | unrefurbished | refurbished | unrefurbished | refurbished
| Static pay-back time | [5 empty] | Intervention is beneficial
| District heat | years | #VALUE! | #VALUE! | #VALUE! | #VALUE! | #VALUE! | #VALUE! | #VALUE! | #VALUE!
| Log wood | years | #VALUE! | #VALUE! | #VALUE! | #VALUE! | #VALUE! | #VALUE! | #VALUE! | #VALUE!
| Biomass pellets | years | #VALUE! | #VALUE! | #VALUE! | #VALUE! | #VALUE! | #VALUE! | #VALUE! | #VALUE!
| Brown coal briquettes | years | #VALUE! | #VALUE! | #VALUE! | #VALUE! | #VALUE! | #VALUE! | #VALUE! | #VALUE!
| Liquefied Petroleum Gas (LPG) | years | #VALUE! | #VALUE! | #VALUE! | #VALUE! | #VALUE! | #VALUE! | #VALUE! | #VALUE!
| Fuel oil | years | #VALUE! | #VALUE! | #VALUE! | #VALUE! | #VALUE! | #VALUE! | #VALUE! | #VALUE!
| Natural gas | years | #VALUE! | #VALUE! | #VALUE! | #VALUE! | #VALUE! | #VALUE! | #VALUE! | #VALUE!
| Direct-electricity system | years | #VALUE! | #VALUE! | #VALUE! | #VALUE! | #VALUE! | #VALUE! | #VALUE! | #VALUE! | 1: unrefurbished; 2: refurbished
| Central heat pump | years | #VALUE! | #VALUE! | #VALUE! | #VALUE! | #VALUE! | #VALUE! | #VALUE! | #VALUE! | 1: yes; 2: yes
| Dynamic pay-back time | [5 empty] | Intervention is beneficial
| District heat | years | #VALUE! | #VALUE! | #VALUE! | #VALUE! | #VALUE! | #VALUE! | #VALUE! | #VALUE!
| Log wood | years | #VALUE! | #VALUE! | #VALUE! | #VALUE! | #VALUE! | #VALUE! | #VALUE! | #VALUE!
| Biomass pellets | years | #VALUE! | #VALUE! | #VALUE! | #VALUE! | #VALUE! | #VALUE! | #VALUE! | #VALUE!
| Brown coal briquettes | years | #VALUE! | #VALUE! | #VALUE! | #VALUE! | #VALUE! | #VALUE! | #VALUE! | #VALUE!
| Liquefied Petroleum Gas (LPG) | years | #VALUE! | #VALUE! | #VALUE! | #VALUE! | #VALUE! | #VALUE! | #VALUE! | #VALUE!
| Fuel oil | years | #VALUE! | #VALUE! | #VALUE! | #VALUE! | #VALUE! | #VALUE! | #VALUE! | #VALUE!
| Natural gas | years | #VALUE! | #VALUE! | #VALUE! | #VALUE! | #VALUE! | #VALUE! | #VALUE! | #VALUE!
| Direct-electricity system | years | #VALUE! | #VALUE! | #VALUE! | #VALUE! | #VALUE! | #VALUE! | #VALUE! | #VALUE!
| Central heat pump | years | #VALUE! | #VALUE! | #VALUE! | #VALUE! | #VALUE! | #VALUE! | #VALUE! | #VALUE!
| Avoided greenhouse gas emissions | [5 empty] | Avoided SO2 polutant emissions |  |  |  | 4: Avoided NOx polutant emissions |  |  |  |  | Avoided PM polutant emissions | [5 empty] | Avoided NMVOC polutant emissions
| District heat | t CO2e p.a. | #VALUE! | #VALUE! | #VALUE! | #VALUE! | District heat |  | t SO2 p.a. | #DIV/0! | #DIV/0! | #DIV/0! | #DIV/0! |  | District heat |  | t NOx p.a. | #DIV/0! | #DIV/0! | #DIV/0! | #DIV/0! | District heat | t PM p.a. | #DIV/0! | #DIV/0! | #DIV/0! | #DIV/0! | District heat | t NMVOC p.a. | #DIV/0! | #DIV/0! | #DIV/0! | #DIV/0!
| Log wood | t CO2e p.a. | 0 | 0 | 0 | 0 | Log wood |  | t SO2 p.a. | 7.7449e-05 | 2.022e-05 | 1.2215e-05 | 3.5376e-06 |  | Log wood |  | t NOx p.a. | 0.0012005 | 0.00031341 | 0.00018933 | 5.4833e-05 | Log wood | t PM p.a. | 0.00027107 | 7.077e-05 | 4.2752e-05 | 1.2382e-05 | Log wood | t NMVOC p.a. | 3.8725e-05 | 1.011e-05 | 6.1075e-06 | 1.7688e-06
| Biomass pellets | t CO2e p.a. | 0 | 0 | 0 | 0 | Biomass pellets |  | t SO2 p.a. | 6.2927e-05 | 1.685e-05 | 9.9805e-06 | 2.948e-06 |  | Biomass pellets |  | t NOx p.a. | 0.00097538 | 0.00026117 | 0.0001547 | 4.5694e-05 | Biomass pellets | t PM p.a. | 0.00022025 | 5.8975e-05 | 3.4932e-05 | 1.0318e-05 | Biomass pellets | t NMVOC p.a. | 3.1464e-05 | 8.425e-06 | 4.9902e-06 | 1.474e-06
| Brown coal briquettes | t CO2e p.a. | 1.4498 | 0.37852 | 0.2357 | 0.066224 | Brown coal briquettes |  | t SO2 p.a. | 0.00073577 | 0.00019209 | 0.00011961 | 3.3607e-05 |  | Brown coal briquettes |  | t NOx p.a. | 0.0010843 | 0.00028308 | 0.00017627 | 4.9526e-05 | Brown coal briquettes | t PM p.a. | 3.8725e-05 | 1.011e-05 | 6.2954e-06 | 1.7688e-06 | Brown coal briquettes | t NMVOC p.a. | 3.8725e-05 | 1.011e-05 | 6.2954e-06 | 1.7688e-06
| Liquefied Petroleum Gas (LPG) | t CO2e p.a. | 0.72492 | 0.19183 | 0.11785 | 0.033561 | Liquefied Petroleum Gas (LPG) |  | t SO2 p.a. | 0.00056635 | 0.00014987 | 9.207e-05 | 2.622e-05 |  | Liquefied Petroleum Gas (LPG) |  | t NOx p.a. | 0.0022025 | 0.00058281 | 0.00035805 | 0.00010197 | Liquefied Petroleum Gas (LPG) | t PM p.a. | 3.1464e-05 | 8.3258e-06 | 5.115e-06 | 1.4567e-06 | Liquefied Petroleum Gas (LPG) | t NMVOC p.a. | 3.1464e-05 | 8.3258e-06 | 5.115e-06 | 1.4567e-06
| Fuel oil | t CO2e p.a. | 0.8835 | 0.23107 | 0.14363 | 0.040427 | Fuel oil |  | t SO2 p.a. | 0.00056635 | 0.00014812 | 9.207e-05 | 2.5915e-05 |  | Fuel oil |  | t NOx p.a. | 0.0022025 | 0.00057603 | 0.00035805 | 0.00010078 | Fuel oil | t PM p.a. | 3.1464e-05 | 8.229e-06 | 5.115e-06 | 1.4397e-06 | Fuel oil | t NMVOC p.a. | 3.1464e-05 | 8.229e-06 | 5.115e-06 | 1.4397e-06
| Natural gas | t CO2e p.a. | 0.59273 | 0.16282 | 0.094144 | 0.028486 | Natural gas |  | t SO2 p.a. | 0 | 0 | 0 | 0 |  | Natural gas |  | t NOx p.a. | 0.00038497 | 0.00010575 | 6.1145e-05 | 1.8501e-05 | Natural gas | t PM p.a. | 0 | 0 | 0 | 0 | Natural gas | t NMVOC p.a. | 0 | 0 | 0 | 0
| Direct-electricity system | t CO2e p.a. | #N/A | #N/A | #N/A | #N/A | Direct-electricity system |  | t SO2 p.a. | #DIV/0! | #DIV/0! | #DIV/0! | #DIV/0! |  | Direct-electricity system |  | t NOx p.a. | #DIV/0! | #DIV/0! | #DIV/0! | #DIV/0! | Direct-electricity system | t PM p.a. | #DIV/0! | #DIV/0! | #DIV/0! | #DIV/0! | Direct-electricity system | t NMVOC p.a. | #DIV/0! | #DIV/0! | #DIV/0! | #DIV/0!
| Central heat pump | t CO2e p.a. | #N/A | #N/A | #N/A | #N/A | Central heat pump |  | t SO2 p.a. | #DIV/0! | #DIV/0! | #DIV/0! | #DIV/0! |  | Central heat pump |  | t NOx p.a. | #DIV/0! | #DIV/0! | #DIV/0! | #DIV/0! | Central heat pump | t PM p.a. | #DIV/0! | #DIV/0! | #DIV/0! | #DIV/0! | Central heat pump | t NMVOC p.a. | #DIV/0! | #DIV/0! | #DIV/0! | #DIV/0!
| Avoided social costs of GHG-emissions (net present values) | [5 empty] | Avoided social health costs of SO2-emissions (net present values) |  |  |  | 4: Avoided social health costs of NOx-emissions (net present values) |  |  |  |  | Avoided social health costs of PM-emissions (net present values) | [5 empty] | Avoided social health costs of NMVOC-emissions (net present values)
| District heat | €/a.home | #VALUE! | #VALUE! | #VALUE! | #VALUE! | District heat |  | €/a.home | #DIV/0! | #DIV/0! | #DIV/0! | #DIV/0! |  | District heat |  | €/a.home | #DIV/0! | #DIV/0! | #DIV/0! | #DIV/0! | District heat | €/a.home | #DIV/0! | #DIV/0! | #DIV/0! | #DIV/0! | District heat | €/a.home | #DIV/0! | #DIV/0! | #DIV/0! | #DIV/0!
| Log wood | €/a.home | 0 | 0 | 0 | 0 | Log wood |  | €/a.home | 1.5059 | 0.39315 | 0.2375 | 0.068784 |  | Log wood |  | €/a.home | 20.4008 | 5.3261 | 3.2175 | 0.93184 | Log wood | €/a.home | 9.1718 | 2.3945 | 1.4465 | 0.41893 | Log wood | €/a.home | 0.071144 | 0.018574 | 0.01122 | 0.0032496
| Biomass pellets | €/a.home | 0 | 0 | 0 | 0 | Biomass pellets |  | €/a.home | 1.2235 | 0.32763 | 0.19406 | 0.05732 |  | Biomass pellets |  | €/a.home | 16.5757 | 4.4384 | 2.629 | 0.77653 | Biomass pellets | €/a.home | 7.4521 | 1.9954 | 1.1819 | 0.34911 | Biomass pellets | €/a.home | 0.057804 | 0.015478 | 0.009168 | 0.002708
| Brown coal briquettes | €/a.home | 279.7265 | 73.029 | 45.4746 | 12.7769 | Brown coal briquettes |  | €/a.home | 14.3061 | 3.7349 | 2.3257 | 0.65345 |  | Brown coal briquettes |  | €/a.home | 18.4266 | 4.8107 | 2.9956 | 0.84166 | Brown coal briquettes | €/a.home | 1.3103 | 0.34207 | 0.21301 | 0.059848 | Brown coal briquettes | €/a.home | 0.071144 | 0.018574 | 0.011566 | 0.0032496
| Liquefied Petroleum Gas (LPG) | €/a.home | 139.8633 | 37.0102 | 22.7373 | 6.4752 | Liquefied Petroleum Gas (LPG) |  | €/a.home | 11.0119 | 2.9139 | 1.7902 | 0.50981 |  | Liquefied Petroleum Gas (LPG) |  | €/a.home | 37.429 | 9.9043 | 6.0848 | 1.7328 | Liquefied Petroleum Gas (LPG) | €/a.home | 1.0646 | 0.28171 | 0.17307 | 0.049286 | Liquefied Petroleum Gas (LPG) | €/a.home | 0.057804 | 0.015296 | 0.0093972 | 0.0026761
| Fuel oil | €/a.home | 170.4583 | 44.5817 | 27.7111 | 7.7998 | Fuel oil |  | €/a.home | 11.0119 | 2.8801 | 1.7902 | 0.50388 |  | Fuel oil |  | €/a.home | 37.429 | 9.7892 | 6.0848 | 1.7127 | Fuel oil | €/a.home | 1.0646 | 0.27843 | 0.17307 | 0.048713 | Fuel oil | €/a.home | 0.057804 | 0.015118 | 0.0093972 | 0.002645
| Natural gas | €/a.home | 114.3588 | 31.4135 | 18.1637 | 5.496 | Natural gas |  | €/a.home | 0 | 0 | 0 | 0 |  | Natural gas |  | €/a.home | 6.5422 | 1.7971 | 1.0391 | 0.31441 | Natural gas | €/a.home | 0 | 0 | 0 | 0 | Natural gas | €/a.home | 0 | 0 | 0 | 0
| Direct-electricity system | €/a.home | #N/A | #N/A | #N/A | #N/A | Direct-electricity system |  | €/a.home | #DIV/0! | #DIV/0! | #DIV/0! | #DIV/0! |  | Direct-electricity system |  | €/a.home | #DIV/0! | #DIV/0! | #DIV/0! | #DIV/0! | Direct-electricity system | €/a.home | #DIV/0! | #DIV/0! | #DIV/0! | #DIV/0! | Direct-electricity system | €/a.home | #DIV/0! | #DIV/0! | #DIV/0! | #DIV/0!
| Central heat pump | €/a.home | #N/A | #N/A | #N/A | #N/A | Central heat pump |  | €/a.home | #DIV/0! | #DIV/0! | #DIV/0! | #DIV/0! |  | Central heat pump |  | €/a.home | #DIV/0! | #DIV/0! | #DIV/0! | #DIV/0! | Central heat pump | €/a.home | #DIV/0! | #DIV/0! | #DIV/0! | #DIV/0! | Central heat pump | €/a.home | #DIV/0! | #DIV/0! | #DIV/0! | #DIV/0!
| Social discount rate | % p.a. | 3%
| Avoided social health costs of other air pollutant emissions (net present values) | [5 empty] | Present value factor, social/public perspective
| District heat | €/a.home | #DIV/0! | #DIV/0! | #DIV/0! | #DIV/0! | 2.8985
| Log wood | €/a.home | 31.1497 | 8.1323 | 4.9128 | 1.4228 | 2.8844
| Biomass pellets | €/a.home | 25.3091 | 6.7769 | 4.0141 | 1.1857 | 2.8985
| Brown coal briquettes | €/a.home | 34.114 | 8.9063 | 5.5459 | 1.5582 | 2.8985
| Liquefied Petroleum Gas (LPG) | €/a.home | 49.5633 | 13.1153 | 8.0574 | 2.2946 | 2.8985
| Fuel oil | €/a.home | 49.5633 | 12.9628 | 8.0574 | 2.2679 | 2.8985
| Natural gas | €/a.home | 6.5422 | 1.7971 | 1.0391 | 0.31441 | 2.9098
| Direct-electricity system | €/a.home | #DIV/0! | #DIV/0! | #DIV/0! | #DIV/0! | 2.8985
| Central heat pump | €/a.home | #DIV/0! | #DIV/0! | #DIV/0! | #DIV/0! | 2.8985
Overview of apartements with Reduction of SPH consumption by an Improved heating behaviour
Help | Parameter | Unit | Input Values |  | Input Values |  | Remark/Reference Value
| Building type |  | Single family house |  | Apartment house
| Thermal quality status of the building |  | unrefurbished | refurbished | unrefurbished | refurbished
| District heat | nr of flats | 0 | 0 | 0 | 0
| Log wood | nr of flats | 0 | 0 | 0 | 0
| Biomass pellets | nr of flats | 0 | 0 | 0 | 0
| Brown coal briquettes | nr of flats | 0 | 0 | 0 | 0
| Liquefied Petroleum Gas (LPG) | nr of flats | 0 | 0 | 0 | 0
| Fuel oil | nr of flats | 0 | 0 | 0 | 0
| Natural gas | nr of flats | 0 | 0 | 0 | 0
| Direct-electricity system | nr of flats | 0 | 0 | 0 | 0
| Central heat pump | nr of flats | 0 | 0 | 0 | 0
Total final energy savings during lifetime
| District heat | kWh | 0 | 0 | 0 | 0
| Log wood | kWh | 0 | 0 | 0 | 0
| Biomass pellets | kWh | 0 | 0 | 0 | 0
| Brown coal briquettes | kWh | 0 | 0 | 0 | 0
| Liquefied Petroleum Gas (LPG) | kWh | 0 | 0 | 0 | 0
| Fuel oil | kWh | 0 | 0 | 0 | 0
| Natural gas | kWh | 0 | 0 | 0 | 0
| Direct-electricity system | kWh | 0 | 0 | 0 | 0
| Central heat pump | kWh | 0 | 0 | 0 | 0
| Total | kWh | 0 | 0 | 0 | 0 | 0
Energy Cost Savings during lifetime, net present value
| District heat | € | #VALUE! | #VALUE! | #VALUE! | #VALUE!
| Log wood | € | #VALUE! | #VALUE! | #VALUE! | #VALUE!
| Biomass pellets | € | #VALUE! | #VALUE! | #VALUE! | #VALUE!
| Brown coal briquettes | € | #VALUE! | #VALUE! | #VALUE! | #VALUE!
| Liquefied Petroleum Gas (LPG) | € | #VALUE! | #VALUE! | #VALUE! | #VALUE!
| Fuel oil | € | #VALUE! | #VALUE! | #VALUE! | #VALUE!
| Natural gas | € | #VALUE! | #VALUE! | #VALUE! | #VALUE!
| Direct-electricity system | € | #VALUE! | #VALUE! | #VALUE! | #VALUE! |  |  | Average
| Central heat pump | € | #VALUE! | #VALUE! | #VALUE! | #VALUE! |  |  | #VALUE!
| Total | € | #VALUE! | #VALUE! | #VALUE! | #VALUE! | #VALUE!
Avoided greenhouse gas emissions
| District heat | t CO2e p.a. | #VALUE! | #VALUE! | #VALUE! | #VALUE!
| Log wood | t CO2e p.a. | 0 | 0 | 0 | 0
| Biomass pellets | t CO2e p.a. | 0 | 0 | 0 | 0
| Brown coal briquettes | t CO2e p.a. | 0 | 0 | 0 | 0
| Liquefied Petroleum Gas (LPG) | t CO2e p.a. | 0 | 0 | 0 | 0
| Fuel oil | t CO2e p.a. | 0 | 0 | 0 | 0
| Natural gas | t CO2e p.a. | 0 | 0 | 0 | 0
| Direct-electricity system | t CO2e p.a. | #N/A | #N/A | #N/A | #N/A
| Central heat pump | t CO2e p.a. | #N/A | #N/A | #N/A | #N/A
| Total | t CO2e p.a. | #VALUE! | #VALUE! | #VALUE! | #VALUE! | #VALUE!
Total avoided greenhouse gas emissions during lifetime
| District heat | t CO2e | #VALUE! | #VALUE! | #VALUE! | #VALUE!
| Log wood | t CO2e | 0 | 0 | 0 | 0
| Biomass pellets | t CO2e | 0 | 0 | 0 | 0
| Brown coal briquettes | t CO2e | 0 | 0 | 0 | 0
| Liquefied Petroleum Gas (LPG) | t CO2e | 0 | 0 | 0 | 0
| Fuel oil | t CO2e | 0 | 0 | 0 | 0
| Natural gas | t CO2e | 0 | 0 | 0 | 0
| Direct-electricity system | t CO2e | #N/A | #N/A | #N/A | #N/A
| Central heat pump | t CO2e | #N/A | #N/A | #N/A | #N/A
| Total | t CO2e | #VALUE! | #VALUE! | #VALUE! | #VALUE! | #VALUE!
Avoided social costs of GHG-emissions (net present values)
| District heat | €/a | #VALUE! | #VALUE! | #VALUE! | #VALUE!
| Log wood | €/a | 0 | 0 | 0 | 0
| Biomass pellets | €/a | 0 | 0 | 0 | 0
| Brown coal briquettes | €/a | 0 | 0 | 0 | 0
| Liquefied Petroleum Gas (LPG) | €/a | 0 | 0 | 0 | 0
| Fuel oil | €/a | 0 | 0 | 0 | 0
| Natural gas | €/a | 0 | 0 | 0 | 0
| Direct-electricity system | €/a | #N/A | #N/A | #N/A | #N/A
| Central heat pump | €/a | #N/A | #N/A | #N/A | #N/A
| Total | €/a | #VALUE! | #VALUE! | #VALUE! | #VALUE! | #VALUE!
Avoided social costs of GHG-emissions during lifetime (net present values)
| District heat | € | #VALUE! | #VALUE! | #VALUE! | #VALUE!
| Log wood | € | 0 | 0 | 0 | 0
| Biomass pellets | € | 0 | 0 | 0 | 0
| Brown coal briquettes | € | 0 | 0 | 0 | 0
| Liquefied Petroleum Gas (LPG) | € | 0 | 0 | 0 | 0
| Fuel oil | € | 0 | 0 | 0 | 0
| Natural gas | € | 0 | 0 | 0 | 0
| Direct-electricity system | € | #N/A | #N/A | #N/A | #N/A
| Central heat pump | € | #N/A | #N/A | #N/A | #N/A
| Total | € | #VALUE! | #VALUE! | #VALUE! | #VALUE! | #VALUE!
Avoided other air pollutant emissions (SO2, NOx, PM, NMVOC)
| District heat | t p.a. | #DIV/0! | #DIV/0! | #DIV/0! | #DIV/0!
| Log wood | t p.a. | 0 | 0 | 0 | 0
| Biomass pellets | t p.a. | 0 | 0 | 0 | 0
| Brown coal briquettes | t p.a. | 0 | 0 | 0 | 0
| Liquefied Petroleum Gas (LPG) | t p.a. | 0 | 0 | 0 | 0
| Fuel oil | t p.a. | 0 | 0 | 0 | 0
| Natural gas | t p.a. | 0 | 0 | 0 | 0
| Direct-electricity system | t p.a. | #DIV/0! | #DIV/0! | #DIV/0! | #DIV/0!
| Central heat pump | t p.a. | #DIV/0! | #DIV/0! | #DIV/0! | #DIV/0!
| Total | t p.a. | #DIV/0! | #DIV/0! | #DIV/0! | #DIV/0! | #DIV/0!
Avoided other air pollutant emissions (SO2, NOx, PM, NMVOC) during lifetime
| District heat | t | #DIV/0! | #DIV/0! | #DIV/0! | #DIV/0!
| Log wood | t | 0 | 0 | 0 | 0
| Biomass pellets | t | 0 | 0 | 0 | 0
| Brown coal briquettes | t | 0 | 0 | 0 | 0
| Liquefied Petroleum Gas (LPG) | t | 0 | 0 | 0 | 0
| Fuel oil | t | 0 | 0 | 0 | 0
| Natural gas | t | 0 | 0 | 0 | 0
| Direct-electricity system | t | #DIV/0! | #DIV/0! | #DIV/0! | #DIV/0!
| Central heat pump | t | #DIV/0! | #DIV/0! | #DIV/0! | #DIV/0!
| Total | t | #DIV/0! | #DIV/0! | #DIV/0! | #DIV/0! | #DIV/0!
Avoided social health costs of other air pollutant emissions (net present values)
| District heat | €/a | #DIV/0! | #DIV/0! | #DIV/0! | #DIV/0!
| Log wood | €/a | 0 | 0 | 0 | 0
| Biomass pellets | €/a | 0 | 0 | 0 | 0
| Brown coal briquettes | €/a | 0 | 0 | 0 | 0
| Liquefied Petroleum Gas (LPG) | €/a | 0 | 0 | 0 | 0
| Fuel oil | €/a | 0 | 0 | 0 | 0
| Natural gas | €/a | 0 | 0 | 0 | 0
| Direct-electricity system | €/a | #DIV/0! | #DIV/0! | #DIV/0! | #DIV/0!
| Central heat pump | €/a | #DIV/0! | #DIV/0! | #DIV/0! | #DIV/0!
| Total | €/a | #DIV/0! | #DIV/0! | #DIV/0! | #DIV/0! | #DIV/0!
Avoided social health costs of other air pollutant emissions during lifetime (net present value)
| District heat | € | #DIV/0! | #DIV/0! | #DIV/0! | #DIV/0!
| Log wood | € | 0 | 0 | 0 | 0
| Biomass pellets | € | 0 | 0 | 0 | 0
| Brown coal briquettes | € | 0 | 0 | 0 | 0
| Liquefied Petroleum Gas (LPG) | € | 0 | 0 | 0 | 0
| Fuel oil | € | 0 | 0 | 0 | 0
| Natural gas | € | 0 | 0 | 0 | 0
| Direct-electricity system | € | #DIV/0! | #DIV/0! | #DIV/0! | #DIV/0!
| Central heat pump | € | #DIV/0! | #DIV/0! | #DIV/0! | #DIV/0!
| Total | € | #DIV/0! | #DIV/0! | #DIV/0! | #DIV/0! | #DIV/0!

## SPH_VL_Seal (hidden)
| SaveEnergyTogether | Cost Benefit Assessement Tool for assessing local and over-regional energy saving campaigns
Reduction of infiltration and exfiltration losses - sealing gaps, cracks, and drafts around windows and doors to eliminate heat leaks
Help | Parameter | Unit | Input Values |  | Input Values |  | Remark/Reference Value
| Building type |  | Single family house |  | Apartment house
| Thermal quality status of the building |  | unrefurbished | refurbished | unrefurbished | refurbished
| Standard interior temperature | °C | 20 | 20 | 20 | 20
| Average outdoor temperature during heating season | °C | 9 | 9 | 9 | 9
| heating capacity of air at ambient temperature (from -50 to 60oC) | J/kg.K | 1000
| density of air at ambient temperature | kg/m³ | 1.2 | [6 empty] | Typical air changes per hour (ACH)
| Interior volume of the building | m³ | 313.6 | 313.6 | 1800 | 1800 |  |  |  | air-tight large new buildings |  | 0.1 to 0.2 | 1/h | (floor area >10.000 m2)
| air change per hour (ACH) | 1/h | 0.3 | 0.2 | 0.5 | 0.3 | see box on the right |  |  | smaller buildings |  | 0.2 to 0.3 | 1/h
| air change per hour for the model homes | m³/h.flat | 94.08 | 62.72 | 90 | 54 |  |  |  | old buildings |  | 0.5 to 1.0 | 1/h
| mass flow rate of air | kg/s | 0.03136 | 0.020907 | 0.03 | 0.018
| thermal losses by infiltration and exfiltration | W | 344.96 | 229.9733 | 330 | 198
| Annual full load hours of heat provision | h/a | 1700 | 1700 | 1700 | 1700
| thermal losses by infiltration and exfiltration | kWh/a | 586.432 | 390.9547 | 561 | 336.6
| reduction of thermal losses from in- & exfiltration by sealing measures | % | 50% | 30% | 50% | 30%
| reduction of thermal losses from in- & exfiltration by sealing measures | kWh/a | 293.216 | 117.2864 | 280.5 | 100.98
Reduction of Final energy consumption for SPH, total
| District heat | kWh/a | 335.8717 | 128 | 332.3854 | 107.3342
| Log wood | kWh/a | 501.2239 | 179.2 | 481.2146 | 150.2679
| Biomass pellets | kWh/a | 407.2444 | 149.3333 | 393.1876 | 125.2232
| Brown coal briquettes | kWh/a | 501.2239 | 179.2 | 496.0212 | 150.2679
| Liquefied Petroleum Gas (LPG) | kWh/a | 407.2444 | 147.5765 | 403.0172 | 123.75
| Fuel oil | kWh/a | 407.2444 | 145.8605 | 403.0172 | 122.311
| Natural gas | kWh/a | 383.2889 | 144.1839 | 370.5906 | 120.9052
| Direct-electricity system | kWh/a | 325.7956 | 125.44 | 322.4138 | 105.1875 | Average | Average beneficial only
| Central heat pump | kWh/a | 112.4268 | 38.4608 | 98.8545 | 29.9659 | 248.7426 | #DIV/0!
Avoided transmission heat losses, relative to total final energy SPH demand
| District heat | % p.a. | 1.444% | 1.523% | 0.3937% | 0.2992%
| Log wood | % p.a. | 1.444% | 1.523% | 0.3937% | 0.2992%
| Biomass pellets | % p.a. | 1.444% | 1.523% | 0.3937% | 0.2992%
| Brown coal briquettes | % p.a. | 1.444% | 1.523% | 0.3937% | 0.2992%
| Liquefied Petroleum Gas (LPG) | % p.a. | 1.444% | 1.523% | 0.3937% | 0.2992%
| Fuel oil | % p.a. | 1.444% | 1.523% | 0.3937% | 0.2992%
| Natural gas | % p.a. | 1.444% | 1.523% | 0.3937% | 0.2992%
| Direct-electricity system | % p.a. | 1.444% | 1.523% | 0.3937% | 0.2992%
| Central heat pump | % p.a. | 1.444% | 1.523% | 0.3937% | 0.2992% | Electricity
Individual implementation costs
Help | Parameter | Unit | Input Values |  | Input Values |  | Remark/Reference Value
| Building type |  | Single family house |  | Apartment house
| Thermal quality status of the building |  | unrefurbished | refurbished | unrefurbished | refurbished | SFH | AH
| Number of doors, in heated areas | # | 4 |  | 2 |  | 3 to 6 | 1 to 4 |  | depending on whether there are terraces or balconies
| Number of windows, in heated areas | # | 10 |  | 5 |  | 8 to 15 | 3 to 6
| Number of items, where heat leaks are to be avoided | # | 14 |  | 7
| Time to get informed on intervention type | hours | 3 |  | 3 |  | 2 to 4 | hours
| Time to search for materials & prices at DIY stores | hours | 3 |  | 2 |  | 2 to 4 | hours
| Total information and search time | hours | 6 |  | 5 |  |  | hours
| Time required for initial DIY trial (2 items) | hours | 1.5 |  | 1.5 |  | 1.5 | hours |  | Cleaning, cutting and fitting the seal
| Time required for DIY replication per item | min/unit | 30 |  | 30 |  | 30 to 60 | min/unit |  | Cleaning, cutting and fitting the seal
| Items left for DIY replication | units | 12 |  | 5
| Total implementation time | hours | 7.5 |  | 4
| Total info, collection and implementation time | hours | 13.5 |  | 9
| Opportunity costs of lost leisure time | €/h | 15 |  | 15 |  | 10-40 | €/h |  | depending on income, priorities, personal goals and the alternatives (e.g. overtime) available
| Total DIY costs | € | 202.5 | 202.5 | 135 | 135
| Sealing material costs per door | €/item | 30 |  | 30 |  | 30 to 80 | €/item
| Sealing material costs per window | €/item | 20 |  | 20 |  | 20 to 50 | €/item
| Material costs | Euro | 320 | 320 | 160 | 160
| Total up-front investment | € | 522.5 | 522.5 | 295 | 295
| Maintenance and servicing costs, first year | €/year | 0 | 0 | 0 | 0 | 0% | of investment
| Price escalation rate M&S costs | % p.a. | 2%
| Present value factor, private perspective | % p.a. | 8.8246 | 8.8246 | 8.8246 | 8.8246
| Maintenance and servicing costs, annuity | €/year | 0 | 0 | 0 | 0
| WACC, private | % p.a. | 4% | 4% | 4% | 4%
| Lifetime of the intervention | years | 10 | 10 | 10 | 10 | 8 to 10 | a
Energy Cost Savings, 1st year
| District heat | €/a.apartment | #VALUE! | #VALUE! | #VALUE! | #VALUE! | cost savings refer to DH working price component only
| Log wood | €/a.apartment | #VALUE! | #VALUE! | #VALUE! | #VALUE!
| Biomass pellets | €/a.apartment | #VALUE! | #VALUE! | #VALUE! | #VALUE!
| Brown coal briquettes | €/a.apartment | #VALUE! | #VALUE! | #VALUE! | #VALUE!
| Liquefied Petroleum Gas (LPG) | €/a.apartment | #VALUE! | #VALUE! | #VALUE! | #VALUE!
| Fuel oil | €/a.apartment | #VALUE! | #VALUE! | #VALUE! | #VALUE!
| Natural gas | €/a.apartment | #VALUE! | #VALUE! | #VALUE! | #VALUE!
| Direct-electricity system | €/a.apartment | #VALUE! | #VALUE! | #VALUE! | #VALUE! |  | Average | Average beneficial only
| Central heat pump | €/a.apartment | #VALUE! | #VALUE! | #VALUE! | #VALUE! | #VALUE! | #VALUE! | #DIV/0!
| Energy Cost Savings, annuity | [5 empty] | Present value factor, private perspective
| District heat | €/a.apartment | #VALUE! | #VALUE! | #VALUE! | #VALUE! | 9.0147
| Log wood | €/a.apartment | #VALUE! | #VALUE! | #VALUE! | #VALUE! | 8.8246
| Biomass pellets | €/a.apartment | #VALUE! | #VALUE! | #VALUE! | #VALUE! | 9.0147
| Brown coal briquettes | €/a.apartment | #VALUE! | #VALUE! | #VALUE! | #VALUE! | 9.0147
| Liquefied Petroleum Gas (LPG) | €/a.apartment | #VALUE! | #VALUE! | #VALUE! | #VALUE! | 9.0147
| Fuel oil | €/a.apartment | #VALUE! | #VALUE! | #VALUE! | #VALUE! | 9.0147
| Natural gas | €/a.apartment | #VALUE! | #VALUE! | #VALUE! | #VALUE! | 9.1704
| Direct-electricity system | €/a.apartment | #VALUE! | #VALUE! | #VALUE! | #VALUE! | 9.0147
| Central heat pump | €/a.apartment | #VALUE! | #VALUE! | #VALUE! | #VALUE! | 9.0147
Results per home
Help | Parameter | Unit | Input Values |  | Input Values |  | Remark/Reference Value
| Building type |  | Single family house |  | Apartment house
| Thermal quality status of the building |  | unrefurbished | refurbished | unrefurbished | refurbished
| Static pay-back time | [5 empty] | Intervention is beneficial
| District heat | years | #VALUE! | #VALUE! | #VALUE! | #VALUE! | #VALUE! | #VALUE! | #VALUE! | #VALUE!
| Log wood | years | #VALUE! | #VALUE! | #VALUE! | #VALUE! | #VALUE! | #VALUE! | #VALUE! | #VALUE!
| Biomass pellets | years | #VALUE! | #VALUE! | #VALUE! | #VALUE! | #VALUE! | #VALUE! | #VALUE! | #VALUE!
| Brown coal briquettes | years | #VALUE! | #VALUE! | #VALUE! | #VALUE! | #VALUE! | #VALUE! | #VALUE! | #VALUE!
| Liquefied Petroleum Gas (LPG) | years | #VALUE! | #VALUE! | #VALUE! | #VALUE! | #VALUE! | #VALUE! | #VALUE! | #VALUE!
| Fuel oil | years | #VALUE! | #VALUE! | #VALUE! | #VALUE! | #VALUE! | #VALUE! | #VALUE! | #VALUE!
| Natural gas | years | #VALUE! | #VALUE! | #VALUE! | #VALUE! | #VALUE! | #VALUE! | #VALUE! | #VALUE!
| Direct-electricity system | years | #VALUE! | #VALUE! | #VALUE! | #VALUE! | #VALUE! | #VALUE! | #VALUE! | #VALUE! |  | unrefurbished | refurbished
| Central heat pump | years | #VALUE! | #VALUE! | #VALUE! | #VALUE! | #VALUE! | #VALUE! | #VALUE! | #VALUE! |  | yes | yes
| Dynamic pay-back time | [5 empty] | Intervention is beneficial
| District heat | years | #VALUE! | #VALUE! | #VALUE! | #VALUE! | #VALUE! | #VALUE! | #VALUE! | #VALUE!
| Log wood | years | #VALUE! | #VALUE! | #VALUE! | #VALUE! | #VALUE! | #VALUE! | #VALUE! | #VALUE!
| Biomass pellets | years | #VALUE! | #VALUE! | #VALUE! | #VALUE! | #VALUE! | #VALUE! | #VALUE! | #VALUE!
| Brown coal briquettes | years | #VALUE! | #VALUE! | #VALUE! | #VALUE! | #VALUE! | #VALUE! | #VALUE! | #VALUE!
| Liquefied Petroleum Gas (LPG) | years | #VALUE! | #VALUE! | #VALUE! | #VALUE! | #VALUE! | #VALUE! | #VALUE! | #VALUE!
| Fuel oil | years | #VALUE! | #VALUE! | #VALUE! | #VALUE! | #VALUE! | #VALUE! | #VALUE! | #VALUE!
| Natural gas | years | #VALUE! | #VALUE! | #VALUE! | #VALUE! | #VALUE! | #VALUE! | #VALUE! | #VALUE!
| Direct-electricity system | years | #VALUE! | #VALUE! | #VALUE! | #VALUE! | #VALUE! | #VALUE! | #VALUE! | #VALUE!
| Central heat pump | years | #VALUE! | #VALUE! | #VALUE! | #VALUE! | #VALUE! | #VALUE! | #VALUE! | #VALUE!
| Avoided greenhouse gas emissions | [5 empty] | Avoided SO2 polutant emissions | [7 empty] | Avoided NOx polutant emissions | [5 empty] | Avoided PM polutant emissions | [5 empty] | Avoided NMVOC polutant emissions
| District heat | t CO2e p.a. | #VALUE! | #VALUE! | #VALUE! | #VALUE! | District heat |  | t SO2 p.a. | #DIV/0! | #DIV/0! | #DIV/0! | #DIV/0! |  | District heat | t NOx p.a. | #DIV/0! | #DIV/0! | #DIV/0! | #DIV/0! | District heat | t PM p.a. | #DIV/0! | #DIV/0! | #DIV/0! | #DIV/0! | District heat | t NMVOC p.a. | #DIV/0! | #DIV/0! | #DIV/0! | #DIV/0!
| Log wood | t CO2e p.a. | 0 | 0 | 0 | 0 | Log wood |  | t SO2 p.a. | 1.0024e-05 | 3.584e-06 | 9.6243e-06 | 3.0054e-06 |  | Log wood | t NOx p.a. | 0.00015538 | 5.5552e-05 | 0.00014918 | 4.6583e-05 | Log wood | t PM p.a. | 1.0111e-09 | 1.0662e-09 | 2.7558e-10 | 2.0944e-10 | Log wood | t NMVOC p.a. | 1.4444e-10 | 1.5232e-10 | 3.9368e-11 | 2.992e-11
| Biomass pellets | t CO2e p.a. | 0 | 0 | 0 | 0 | Biomass pellets |  | t SO2 p.a. | 8.1449e-06 | 2.9867e-06 | 7.8638e-06 | 2.5045e-06 |  | Biomass pellets | t NOx p.a. | 0.00012625 | 4.6293e-05 | 0.00012189 | 3.8819e-05 | Biomass pellets | t PM p.a. | 1.0111e-09 | 1.0662e-09 | 2.7558e-10 | 2.0944e-10 | Biomass pellets | t NMVOC p.a. | 1.4444e-10 | 1.5232e-10 | 3.9368e-11 | 2.992e-11
| Brown coal briquettes | t CO2e p.a. | 0.18766 | 0.067092 | 0.18571 | 0.05626 | Brown coal briquettes |  | t SO2 p.a. | 9.5233e-05 | 3.4048e-05 | 9.4244e-05 | 2.8551e-05 |  | Brown coal briquettes | t NOx p.a. | 0.00014034 | 5.0176e-05 | 0.00013889 | 4.2075e-05 | Brown coal briquettes | t PM p.a. | 1.4444e-10 | 1.5232e-10 | 3.9368e-11 | 2.992e-11 | Brown coal briquettes | t NMVOC p.a. | 1.4444e-10 | 1.5232e-10 | 3.9368e-11 | 2.992e-11
| Liquefied Petroleum Gas (LPG) | t CO2e p.a. | 0.093829 | 0.034002 | 0.092855 | 0.028512 | Liquefied Petroleum Gas (LPG) |  | t SO2 p.a. | 7.3304e-05 | 2.6564e-05 | 7.2543e-05 | 2.2275e-05 |  | Liquefied Petroleum Gas (LPG) | t NOx p.a. | 0.00028507 | 0.0001033 | 0.00028211 | 8.6625e-05 | Liquefied Petroleum Gas (LPG) | t PM p.a. | 1.4444e-10 | 1.5232e-10 | 3.9368e-11 | 2.992e-11 | Liquefied Petroleum Gas (LPG) | t NMVOC p.a. | 1.4444e-10 | 1.5232e-10 | 3.9368e-11 | 2.992e-11
| Fuel oil | t CO2e p.a. | 0.11435 | 0.040958 | 0.11317 | 0.034345 | Fuel oil |  | t SO2 p.a. | 7.3304e-05 | 2.6255e-05 | 7.2543e-05 | 2.2016e-05 |  | Fuel oil | t NOx p.a. | 0.00028507 | 0.0001021 | 0.00028211 | 8.5618e-05 | Fuel oil | t PM p.a. | 1.4444e-10 | 1.5232e-10 | 3.9368e-11 | 2.992e-11 | Fuel oil | t NMVOC p.a. | 1.4444e-10 | 1.5232e-10 | 3.9368e-11 | 2.992e-11
| Natural gas | t CO2e p.a. | 0.076719 | 0.02886 | 0.074177 | 0.0242 | Natural gas |  | t SO2 p.a. | 0 | 0 | 0 | 0 |  | Natural gas | t NOx p.a. | 4.9828e-05 | 1.8744e-05 | 4.8177e-05 | 1.5718e-05 | Natural gas | t PM p.a. | 0 | 0 | 0 | 0 | Natural gas | t NMVOC p.a. | 0 | 0 | 0 | 0
| Direct-electricity system | t CO2e p.a. | #N/A | #N/A | #N/A | #N/A | Direct-electricity system |  | t SO2 p.a. | #DIV/0! | #DIV/0! | #DIV/0! | #DIV/0! |  | Direct-electricity system | t NOx p.a. | #DIV/0! | #DIV/0! | #DIV/0! | #DIV/0! | Direct-electricity system | t PM p.a. | #DIV/0! | #DIV/0! | #DIV/0! | #DIV/0! | Direct-electricity system | t NMVOC p.a. | #DIV/0! | #DIV/0! | #DIV/0! | #DIV/0!
| Central heat pump | t CO2e p.a. | #N/A | #N/A | #N/A | #N/A | Central heat pump |  | t SO2 p.a. | #DIV/0! | #DIV/0! | #DIV/0! | #DIV/0! |  | Central heat pump | t NOx p.a. | #DIV/0! | #DIV/0! | #DIV/0! | #DIV/0! | Central heat pump | t PM p.a. | #DIV/0! | #DIV/0! | #DIV/0! | #DIV/0! | Central heat pump | t NMVOC p.a. | #DIV/0! | #DIV/0! | #DIV/0! | #DIV/0!
| Avoided social costs of GHG-emissions (net present values) | [5 empty] | Avoided social health costs of SO2-emissions (net present values) | [7 empty] | Avoided social health costs of NOx-emissions (net present values) | [5 empty] | Avoided social health costs of PM-emissions (net present values) | [5 empty] | Avoided social health costs of NMVOC-emissions (net present values)
| District heat | €/a.home | #VALUE! | #VALUE! | #VALUE! | #VALUE! | District heat |  | €/a.home | #DIV/0! | #DIV/0! | #DIV/0! | #DIV/0! |  | District heat | €/a.home | #DIV/0! | #DIV/0! | #DIV/0! | #DIV/0! | District heat | €/a.home | #DIV/0! | #DIV/0! | #DIV/0! | #DIV/0! | District heat | €/a.home | #DIV/0! | #DIV/0! | #DIV/0! | #DIV/0!
| Log wood | €/a.home | 0 | 0 | 0 | 0 | Log wood |  | €/a.home | 0.18844 | 0.067371 | 0.18092 | 0.056494 |  | Log wood | €/a.home | 2.5528 | 0.9127 | 2.4509 | 0.76534 | Log wood | €/a.home | 3.3074e-05 | 3.4878e-05 | 9.0145e-06 | 6.851e-06 | Log wood | €/a.home | 2.5655e-07 | 2.7054e-07 | 6.9924e-08 | 5.3142e-08
| Biomass pellets | €/a.home | 0 | 0 | 0 | 0 | Biomass pellets |  | €/a.home | 0.15311 | 0.056143 | 0.14782 | 0.047078 |  | Biomass pellets | €/a.home | 2.0742 | 0.76058 | 2.0026 | 0.63778 | Biomass pellets | €/a.home | 3.3074e-05 | 3.4878e-05 | 9.0145e-06 | 6.851e-06 | Biomass pellets | €/a.home | 2.5655e-07 | 2.7054e-07 | 6.9924e-08 | 5.3142e-08
| Brown coal briquettes | €/a.home | 44.4088 | 15.8772 | 43.9478 | 13.3138 | Brown coal briquettes |  | €/a.home | 1.7902 | 0.64003 | 1.7716 | 0.53669 |  | Brown coal briquettes | €/a.home | 2.3058 | 0.82437 | 2.2818 | 0.69127 | Brown coal briquettes | €/a.home | 4.7248e-06 | 4.9826e-06 | 1.2878e-06 | 9.7872e-07 | Brown coal briquettes | €/a.home | 2.5655e-07 | 2.7054e-07 | 6.9924e-08 | 5.3142e-08
| Liquefied Petroleum Gas (LPG) | €/a.home | 22.2044 | 8.0464 | 21.9739 | 6.7473 | Liquefied Petroleum Gas (LPG) |  | €/a.home | 1.378 | 0.49934 | 1.3636 | 0.41872 |  | Liquefied Petroleum Gas (LPG) | €/a.home | 4.6836 | 1.6972 | 4.635 | 1.4232 | Liquefied Petroleum Gas (LPG) | €/a.home | 4.7248e-06 | 4.9826e-06 | 1.2878e-06 | 9.7872e-07 | Liquefied Petroleum Gas (LPG) | €/a.home | 2.5655e-07 | 2.7054e-07 | 6.9924e-08 | 5.3142e-08
| Fuel oil | €/a.home | 27.0616 | 9.6925 | 26.7807 | 8.1276 | Fuel oil |  | €/a.home | 1.378 | 0.49353 | 1.3636 | 0.41385 |  | Fuel oil | €/a.home | 4.6836 | 1.6775 | 4.635 | 1.4067 | Fuel oil | €/a.home | 4.7248e-06 | 4.9826e-06 | 1.2878e-06 | 9.7872e-07 | Fuel oil | €/a.home | 2.5655e-07 | 2.7054e-07 | 6.9924e-08 | 5.3142e-08
| Natural gas | €/a.home | 18.1554 | 6.8296 | 17.5539 | 5.7269 | Natural gas |  | €/a.home | 0 | 0 | 0 | 0 |  | Natural gas | €/a.home | 0.81865 | 0.30795 | 0.79152 | 0.25823 | Natural gas | €/a.home | 0 | 0 | 0 | 0 | Natural gas | €/a.home | 0 | 0 | 0 | 0
| Direct-electricity system | €/a.home | #N/A | #N/A | #N/A | #N/A | Direct-electricity system |  | €/a.home | #DIV/0! | #DIV/0! | #DIV/0! | #DIV/0! |  | Direct-electricity system | €/a.home | #DIV/0! | #DIV/0! | #DIV/0! | #DIV/0! | Direct-electricity system | €/a.home | #DIV/0! | #DIV/0! | #DIV/0! | #DIV/0! | Direct-electricity system | €/a.home | #DIV/0! | #DIV/0! | #DIV/0! | #DIV/0!
| Central heat pump | €/a.home | #N/A | #N/A | #N/A | #N/A | Central heat pump |  | €/a.home | #DIV/0! | #DIV/0! | #DIV/0! | #DIV/0! |  | Central heat pump | €/a.home | #DIV/0! | #DIV/0! | #DIV/0! | #DIV/0! | Central heat pump | €/a.home | #DIV/0! | #DIV/0! | #DIV/0! | #DIV/0! | Central heat pump | €/a.home | #DIV/0! | #DIV/0! | #DIV/0! | #DIV/0!
| Social discount rate | % p.a. | 3%
| Avoided social health costs of other air pollutant emissions (net present values) | [5 empty] | Present value factor, social/public perspective
| District heat | €/a.home | #DIV/0! | #DIV/0! | #DIV/0! | #DIV/0! | 9.4994
| Log wood | €/a.home | 2.7413 | 0.9801 | 2.6318 | 0.82184 | 9.2954
| Biomass pellets | €/a.home | 2.2273 | 0.81676 | 2.1504 | 0.68487 | 9.4994
| Brown coal briquettes | €/a.home | 4.0959 | 1.4644 | 4.0534 | 1.228 | 9.4994
| Liquefied Petroleum Gas (LPG) | €/a.home | 6.0616 | 2.1966 | 5.9986 | 1.8419 | 9.4994
| Fuel oil | €/a.home | 6.0616 | 2.171 | 5.9986 | 1.8205 | 9.4994
| Natural gas | €/a.home | 0.81865 | 0.30795 | 0.79152 | 0.25823 | 9.6664
| Direct-electricity system | €/a.home | #DIV/0! | #DIV/0! | #DIV/0! | #DIV/0! | 9.4994
| Central heat pump | €/a.home | #DIV/0! | #DIV/0! | #DIV/0! | #DIV/0! | 9.4994
Overview of apartements with sealed gaps, cracks, and drafts around windows and doors to eliminate heat leaks
Help | Parameter | Unit | Input Values |  | Input Values |  | Remark/Reference Value
| Building type |  | Single family house |  | Apartment house
| Thermal quality status of the building |  | unrefurbished | refurbished | unrefurbished | refurbished
| District heat | nr of flats | 0 | 0 | 0 | 0
| Log wood | nr of flats | 0 | 0 | 0 | 0
| Biomass pellets | nr of flats | 0 | 0 | 0 | 0
| Brown coal briquettes | nr of flats | 0 | 0 | 0 | 0
| Liquefied Petroleum Gas (LPG) | nr of flats | 0 | 0 | 0 | 0
| Fuel oil | nr of flats | 0 | 0 | 0 | 0
| Natural gas | nr of flats | 0 | 0 | 0 | 0
| Direct-electricity system | nr of flats | 0 | 0 | 0 | 0
| Central heat pump | nr of flats | 0 | 0 | 0 | 0
Total investment of participating households
| District heat | € | 0 | 0 | 0 | 0
| Log wood | € | 0 | 0 | 0 | 0
| Biomass pellets | € | 0 | 0 | 0 | 0
| Brown coal briquettes | € | 0 | 0 | 0 | 0
| Liquefied Petroleum Gas (LPG) | € | 0 | 0 | 0 | 0
| Fuel oil | € | 0 | 0 | 0 | 0
| Natural gas | € | 0 | 0 | 0 | 0
| Direct-electricity system | € | 0 | 0 | 0 | 0
| Central heat pump | € | 0 | 0 | 0 | 0
| Total | € | 0 | 0 | 0 | 0 | 0
Total final energy savings during lifetime
| District heat | kWh | 0 | 0 | 0 | 0
| Log wood | kWh | 0 | 0 | 0 | 0
| Biomass pellets | kWh | 0 | 0 | 0 | 0
| Brown coal briquettes | kWh | 0 | 0 | 0 | 0
| Liquefied Petroleum Gas (LPG) | kWh | 0 | 0 | 0 | 0
| Fuel oil | kWh | 0 | 0 | 0 | 0
| Natural gas | kWh | 0 | 0 | 0 | 0
| Direct-electricity system | kWh | 0 | 0 | 0 | 0
| Central heat pump | kWh | 0 | 0 | 0 | 0
| Total | kWh | 0 | 0 | 0 | 0 | 0
Energy Cost Savings during lifetime, net present value
| District heat | € | #VALUE! | #VALUE! | #VALUE! | #VALUE!
| Log wood | € | #VALUE! | #VALUE! | #VALUE! | #VALUE!
| Biomass pellets | € | #VALUE! | #VALUE! | #VALUE! | #VALUE!
| Brown coal briquettes | € | #VALUE! | #VALUE! | #VALUE! | #VALUE!
| Liquefied Petroleum Gas (LPG) | € | #VALUE! | #VALUE! | #VALUE! | #VALUE!
| Fuel oil | € | #VALUE! | #VALUE! | #VALUE! | #VALUE!
| Natural gas | € | #VALUE! | #VALUE! | #VALUE! | #VALUE!
| Direct-electricity system | € | #VALUE! | #VALUE! | #VALUE! | #VALUE! |  |  | Average
| Central heat pump | € | #VALUE! | #VALUE! | #VALUE! | #VALUE! |  |  | #VALUE!
| Total | € | #VALUE! | #VALUE! | #VALUE! | #VALUE! | #VALUE!
Avoided greenhouse gas emissions
| District heat | t CO2e p.a. | #VALUE! | #VALUE! | #VALUE! | #VALUE!
| Log wood | t CO2e p.a. | 0 | 0 | 0 | 0
| Biomass pellets | t CO2e p.a. | 0 | 0 | 0 | 0
| Brown coal briquettes | t CO2e p.a. | 0 | 0 | 0 | 0
| Liquefied Petroleum Gas (LPG) | t CO2e p.a. | 0 | 0 | 0 | 0
| Fuel oil | t CO2e p.a. | 0 | 0 | 0 | 0
| Natural gas | t CO2e p.a. | 0 | 0 | 0 | 0
| Direct-electricity system | t CO2e p.a. | #N/A | #N/A | #N/A | #N/A
| Central heat pump | t CO2e p.a. | #N/A | #N/A | #N/A | #N/A
| Total | t CO2e p.a. | #VALUE! | #VALUE! | #VALUE! | #VALUE! | #VALUE!
Total avoided greenhouse gas emissions during livetime
| District heat | t CO2e | #VALUE! | #VALUE! | #VALUE! | #VALUE!
| Log wood | t CO2e | 0 | 0 | 0 | 0
| Biomass pellets | t CO2e | 0 | 0 | 0 | 0
| Brown coal briquettes | t CO2e | 0 | 0 | 0 | 0
| Liquefied Petroleum Gas (LPG) | t CO2e | 0 | 0 | 0 | 0
| Fuel oil | t CO2e | 0 | 0 | 0 | 0
| Natural gas | t CO2e | 0 | 0 | 0 | 0
| Direct-electricity system | t CO2e | #N/A | #N/A | #N/A | #N/A
| Central heat pump | t CO2e | #N/A | #N/A | #N/A | #N/A
| Total | t CO2e | #VALUE! | #VALUE! | #VALUE! | #VALUE! | #VALUE!
Avoided social costs of GHG-emissions (net present values)
| District heat | €/a | #VALUE! | #VALUE! | #VALUE! | #VALUE!
| Log wood | €/a | 0 | 0 | 0 | 0
| Biomass pellets | €/a | 0 | 0 | 0 | 0
| Brown coal briquettes | €/a | 0 | 0 | 0 | 0
| Liquefied Petroleum Gas (LPG) | €/a | 0 | 0 | 0 | 0
| Fuel oil | €/a | 0 | 0 | 0 | 0
| Natural gas | €/a | 0 | 0 | 0 | 0
| Direct-electricity system | €/a | #N/A | #N/A | #N/A | #N/A
| Central heat pump | €/a | #N/A | #N/A | #N/A | #N/A
| Total | €/a | #VALUE! | #VALUE! | #VALUE! | #VALUE! | #VALUE!
Avoided social costs of GHG-emissions during lifetime (net present values)
| District heat | € | #VALUE! | #VALUE! | #VALUE! | #VALUE!
| Log wood | € | 0 | 0 | 0 | 0
| Biomass pellets | € | 0 | 0 | 0 | 0
| Brown coal briquettes | € | 0 | 0 | 0 | 0
| Liquefied Petroleum Gas (LPG) | € | 0 | 0 | 0 | 0
| Fuel oil | € | 0 | 0 | 0 | 0
| Natural gas | € | 0 | 0 | 0 | 0
| Direct-electricity system | € | #N/A | #N/A | #N/A | #N/A
| Central heat pump | € | #N/A | #N/A | #N/A | #N/A
| Total | € | #VALUE! | #VALUE! | #VALUE! | #VALUE! | #VALUE!
Avoided other air pollutant emissions (SO2, NOx, PM, NMVOC)
| District heat | t p.a. | #DIV/0! | #DIV/0! | #DIV/0! | #DIV/0!
| Log wood | t p.a. | 0 | 0 | 0 | 0
| Biomass pellets | t p.a. | 0 | 0 | 0 | 0
| Brown coal briquettes | t p.a. | 0 | 0 | 0 | 0
| Liquefied Petroleum Gas (LPG) | t p.a. | 0 | 0 | 0 | 0
| Fuel oil | t p.a. | 0 | 0 | 0 | 0
| Natural gas | t p.a. | 0 | 0 | 0 | 0
| Direct-electricity system | t p.a. | #DIV/0! | #DIV/0! | #DIV/0! | #DIV/0!
| Central heat pump | t p.a. | #DIV/0! | #DIV/0! | #DIV/0! | #DIV/0!
| Total | t p.a. | #DIV/0! | #DIV/0! | #DIV/0! | #DIV/0! | #DIV/0!
Avoided other air pollutant emissions (SO2, NOx, PM, NMVOC) during lifetime
| District heat | t | #DIV/0! | #DIV/0! | #DIV/0! | #DIV/0!
| Log wood | t | 0 | 0 | 0 | 0
| Biomass pellets | t | 0 | 0 | 0 | 0
| Brown coal briquettes | t | 0 | 0 | 0 | 0
| Liquefied Petroleum Gas (LPG) | t | 0 | 0 | 0 | 0
| Fuel oil | t | 0 | 0 | 0 | 0
| Natural gas | t | 0 | 0 | 0 | 0
| Direct-electricity system | t | #DIV/0! | #DIV/0! | #DIV/0! | #DIV/0!
| Central heat pump | t | #DIV/0! | #DIV/0! | #DIV/0! | #DIV/0!
| Total | t | #DIV/0! | #DIV/0! | #DIV/0! | #DIV/0! | #DIV/0!
Avoided social health costs of other air pollutant emissions (net present values)
| District heat | €/a | #DIV/0! | #DIV/0! | #DIV/0! | #DIV/0!
| Log wood | €/a | 0 | 0 | 0 | 0
| Biomass pellets | €/a | 0 | 0 | 0 | 0
| Brown coal briquettes | €/a | 0 | 0 | 0 | 0
| Liquefied Petroleum Gas (LPG) | €/a | 0 | 0 | 0 | 0
| Fuel oil | €/a | 0 | 0 | 0 | 0
| Natural gas | €/a | 0 | 0 | 0 | 0
| Direct-electricity system | €/a | #DIV/0! | #DIV/0! | #DIV/0! | #DIV/0!
| Central heat pump | €/a | #DIV/0! | #DIV/0! | #DIV/0! | #DIV/0!
| Total | €/a | #DIV/0! | #DIV/0! | #DIV/0! | #DIV/0! | #DIV/0!
Avoided social health costs of other air pollutant emissions during lifetime (net present value)
| District heat | € | #DIV/0! | #DIV/0! | #DIV/0! | #DIV/0!
| Log wood | € | 0 | 0 | 0 | 0
| Biomass pellets | € | 0 | 0 | 0 | 0
| Brown coal briquettes | € | 0 | 0 | 0 | 0
| Liquefied Petroleum Gas (LPG) | € | 0 | 0 | 0 | 0
| Fuel oil | € | 0 | 0 | 0 | 0
| Natural gas | € | 0 | 0 | 0 | 0
| Direct-electricity system | € | #DIV/0! | #DIV/0! | #DIV/0! | #DIV/0!
| Central heat pump | € | #DIV/0! | #DIV/0! | #DIV/0! | #DIV/0!
| Total | € | #DIV/0! | #DIV/0! | #DIV/0! | #DIV/0! | #DIV/0!

## SPH_Pipe_insul (hidden)
| SaveEnergyTogether | Cost Benefit Assessement Tool for assessing local and over-regional energy saving campaigns
Reduction of Space Heat distribution losses - insulation of pipes and fittings
Help | Parameter | Unit | Input Values |  | Input Values |  | Remark/Reference Value
| Building type |  | Single family house |  | Apartment house
| Thermal quality status of the building |  | unrefurbished | refurbished | unrefurbished | refurbished
Length and composition of the pipework to be insulated
| Length of pipework to be insulated | m | 12 | 3 | 6 | 1 | 12 to 18 | 8 to 15 | ADENE, estimation
| Number of uninsulated fittings in the relevant pipe sections | # | 2 | 1 | 2 | 1 | Equivalent additional uninsulated pipe length |  |  |  | 1 | m
| Equivalent length of pipework to be insulated |  | 14 | 4 | 8 | 2
| Pipe materials and diameters | [5 empty] | Thermal conductivity |  |  |  | Pipe diameters |  | inner ø | outer ø
| Thermal conductivity | W/(m·K) | 0.016 | 0.016 | 0.016 | 0.016 | Copper | 380 | W/(m·K) |  | Copper | DN 12 | 12 | 14 | mm
| Inner diameter | mm | 20 | 20 | 20 | 20 | Steel | 50 | W/(m·K) |  | Copper | DN 16 | 16 | 18 | mm
| Outer diameter | mm | 24 | 24 | 24 | 24 | Aluminium composite | 0.45 | W/(m·K) |  | Copper | DN 20 | 20 | 22 | mm
| Heat losses from the uninsulated hot water pipe | [9 empty] | Steel | DN 20 | 20 | 26.9 | mm
| Temperature of the hot water (flow temperature) | °C | 70 | 45 | 60 | 40 |  |  |  |  | Aluminium composite | DN 12 | 12 | 16 | mm
| Temperature in the area of the uninsulated pipework | °C | 15 | 15 | 15 | 15 | minimum thickness of the pipe insulation |  |  |  | Aluminium composite | DN 16 | 16 | 20 | mm
| Heat losses from the uninsulated hot water pipe | W/m | 30.3267 | 16.5418 | 24.8127 | 13.7848 | up to DN22, min | 20 | mm |  | Aluminium composite | DN 20 | 20 | 24 | mm
| Heat losses from the insulated hot water pipe | [5 empty] | DN22 to 35, min | 30 | mm
| Thermal conductivity of the insulation material | W/(m·K) | 0.035 | 0.035 | 0.035 | 0.035 | DN35 to 100, min | DN | mm |  | thermal conductivity of the building material layer
| Thickness of the pipe insulation | mm | 30 | 30 | 30 | 30 | from DN100 min | 100 | mm |  | Mineral wool (glass wool) |  | 0.032 – 0.040
| Heat losses from the insulated hot water pipe | W/m | 8.4282 | 4.5972 | 6.8958 | 3.831 |  |  |  |  | Mineral wool (rock wool) |  | 0.035 – 0.045
| Savings of useful energy | [9 empty] | Polystyrene (EPS) |  | 0.032 – 0.040
| Operation time of hot water distritbution | h/a | 5040 | 5040 | 5040 | 5040 |  |  |  |  | Polystyrene (XPS) |  | 0.027 – 0.035
| Theoretical savings of useful energy | kWh/a | 1545.1574 | 240.8037 | 722.4112 | 100.3349 |  |  |  |  | Polyurethane (PUR/PIR) |  | 0.026 – 0.028
| Max. reduction of existing distribution losses | % | 60% | 60% | 60% | 60% |  | 70 to 75 | %
| Calculated savings of useful energy, triggered by this measure | kWh/a | 1353.3333 | 240.8037 | 638.7931 | 84.375
Reduction of Final energy consumption for SPH, total
| District heat | kWh/a | 1550.21 | 262.8001 | 756.9536 | 89.6843
| Log wood | kWh/a | 2313.3903 | 367.9202 | 1095.888 | 125.558
| Biomass pellets | kWh/a | 1879.6296 | 306.6001 | 895.4207 | 104.6317
| Brown coal briquettes | kWh/a | 2313.3903 | 367.9202 | 1129.6076 | 125.558
| Liquefied Petroleum Gas (LPG) | kWh/a | 1879.6296 | 302.9931 | 917.8062 | 103.4007
| Fuel oil | kWh/a | 1879.6296 | 299.4699 | 917.8062 | 102.1984
| Natural gas | kWh/a | 1769.0632 | 296.0277 | 843.9597 | 101.0237
| Direct-electricity system | kWh/a |  |  |  |  | Average | Average beneficial only
| Central heat pump | kWh/a | 518.9041 | 78.9649 | 225.1249 | 25.0383 | 748.3188 | #DIV/0!
Avoided heat losses, relative to total final energy SPH demand
| District heat | % p.a. | 6.667% | 3.127% | 0.8966% | 0.25%
| Log wood | % p.a. | 6.667% | 3.127% | 0.8966% | 0.25%
| Biomass pellets | % p.a. | 6.667% | 3.127% | 0.8966% | 0.25%
| Brown coal briquettes | % p.a. | 6.667% | 3.127% | 0.8966% | 0.25%
| Liquefied Petroleum Gas (LPG) | % p.a. | 6.667% | 3.127% | 0.8966% | 0.25%
| Fuel oil | % p.a. | 6.667% | 3.127% | 0.8966% | 0.25%
| Natural gas | % p.a. | 6.667% | 3.127% | 0.8966% | 0.25%
| Direct-electricity system | % p.a.
| Central heat pump | % p.a. | 6.667% | 3.127% | 0.8966% | 0.25% | Electricity
Individual implementation costs
Help | Parameter | Unit | Input Values |  | Input Values |  | Remark/Reference Value
| Building type |  | Single family house |  | Apartment house
| Thermal quality status of the building |  | unrefurbished | refurbished | unrefurbished | refurbished | SFH | AH
| Length of pipework to be insulated | m | 12 | 3 | 6 | 1
| Time to get informed on intervention type | hours | 2 | 2 |  | 0 | 1 to 2 | hours
| Time to search for materials & prices at DIY stores | hours | 2 | 2 | 1 | 1 | 1 to 2 | hours
| Total information and search time | hours | 4 | 4 | 1 | 1
| Total DIY implementation time | hours | 2 | 1.5 | 2 | 2 | 1 to 3 | hours |  | Cleaning, cutting and fitting the insultation
| Total info, collection and implementation time | hours | 6 | 5.5 | 3 | 3
| Opportunity costs of lost leisure time | €/h | 15 | 15 | 75 | 75 | 10-40 | 60-90 | €/h | depending on income, priorities, personal goals and the alternatives (e.g. overtime) available
| Total DIY costs | € | 90 | 82.5 | 225 | 225
| Insultation material costs | €/m | 8 | 8 | 12 | 12 | 2 to 10 | €/m
| Material costs | Euro | 96 | 24 | 72 | 12
| Total up-front investment | € | 186 | 106.5 | 297 | 237
| Maintenance and servicing costs, first year | €/year.flat | 0 | 0 | 0 | 0 | 0 | €/year
| Price escalation rate M&S costs | % p.a. | 2%
| Present value factor, private perspective | % p.a. | 19.2291 | 19.2291 | 19.2291 | 19.2291
| Maintenance and servicing costs, annuity | €/year | 0 | 0 | 0 | 0
| WACC, private | % p.a. | 4% | 4% | 4% | 4%
| Lifetime of the intervention | years | 25 | 25 | 25 | 25 | 20 to 30 | a
Energy Cost Savings, 1st year
| District heat | €/a.apartment | #VALUE! | #VALUE! | #VALUE! | #VALUE! | cost savings refer to DH working price component only
| Log wood | €/a.apartment | #VALUE! | #VALUE! | #VALUE! | #VALUE!
| Biomass pellets | €/a.apartment | #VALUE! | #VALUE! | #VALUE! | #VALUE!
| Brown coal briquettes | €/a.apartment | #VALUE! | #VALUE! | #VALUE! | #VALUE!
| Liquefied Petroleum Gas (LPG) | €/a.apartment | #VALUE! | #VALUE! | #VALUE! | #VALUE!
| Fuel oil | €/a.apartment | #VALUE! | #VALUE! | #VALUE! | #VALUE!
| Natural gas | €/a.apartment | #VALUE! | #VALUE! | #VALUE! | #VALUE!
| Direct-electricity system | €/a.apartment | [5 empty] | Average | Average beneficial only
| Central heat pump | €/a.apartment | #VALUE! | #VALUE! | #VALUE! | #VALUE! | #VALUE! | #VALUE! | #DIV/0!
| Energy Cost Savings, annuity | [5 empty] | Present value factor, private perspective
| District heat | €/a.apartment | #VALUE! | #VALUE! | #VALUE! | #VALUE! | 20.3036
| Log wood | €/a.apartment | #VALUE! | #VALUE! | #VALUE! | #VALUE! | 19.2291
| Biomass pellets | €/a.apartment | #VALUE! | #VALUE! | #VALUE! | #VALUE! | 20.3036
| Brown coal briquettes | €/a.apartment | #VALUE! | #VALUE! | #VALUE! | #VALUE! | 20.3036
| Liquefied Petroleum Gas (LPG) | €/a.apartment | #VALUE! | #VALUE! | #VALUE! | #VALUE! | 20.3036
| Fuel oil | €/a.apartment | #VALUE! | #VALUE! | #VALUE! | #VALUE! | 20.3036
| Natural gas | €/a.apartment | #VALUE! | #VALUE! | #VALUE! | #VALUE! | 21.2211
| Direct-electricity system | €/a.apartment |  |  |  |  | 20.3036
| Central heat pump | €/a.apartment | #VALUE! | #VALUE! | #VALUE! | #VALUE! | 20.3036
Results per home
Help | Parameter | Unit | Input Values |  | Input Values |  | Remark/Reference Value
| Building type |  | Single family house |  | Apartment house
| Thermal quality status of the building |  | unrefurbished | refurbished | unrefurbished | refurbished
| Static pay-back time | [5 empty] | Intervention is beneficial
| District heat | years | #VALUE! | #VALUE! | #VALUE! | #VALUE! | #VALUE! | #VALUE! | #VALUE! | #VALUE!
| Log wood | years | #VALUE! | #VALUE! | #VALUE! | #VALUE! | #VALUE! | #VALUE! | #VALUE! | #VALUE!
| Biomass pellets | years | #VALUE! | #VALUE! | #VALUE! | #VALUE! | #VALUE! | #VALUE! | #VALUE! | #VALUE!
| Brown coal briquettes | years | #VALUE! | #VALUE! | #VALUE! | #VALUE! | #VALUE! | #VALUE! | #VALUE! | #VALUE!
| Liquefied Petroleum Gas (LPG) | years | #VALUE! | #VALUE! | #VALUE! | #VALUE! | #VALUE! | #VALUE! | #VALUE! | #VALUE!
| Fuel oil | years | #VALUE! | #VALUE! | #VALUE! | #VALUE! | #VALUE! | #VALUE! | #VALUE! | #VALUE!
| Natural gas | years | #VALUE! | #VALUE! | #VALUE! | #VALUE! | #VALUE! | #VALUE! | #VALUE! | #VALUE!
| Direct-electricity system | years | [9 empty] | unrefurbished | refurbished
| Central heat pump | years | #VALUE! | #VALUE! | #VALUE! | #VALUE! | #VALUE! | #VALUE! | #VALUE! | #VALUE! |  | yes | yes
| Dynamic pay-back time | [5 empty] | Intervention is beneficial
| District heat | years | #VALUE! | #VALUE! | #VALUE! | #VALUE! | #VALUE! | #VALUE! | #VALUE! | #VALUE!
| Log wood | years | #VALUE! | #VALUE! | #VALUE! | #VALUE! | #VALUE! | #VALUE! | #VALUE! | #VALUE!
| Biomass pellets | years | #VALUE! | #VALUE! | #VALUE! | #VALUE! | #VALUE! | #VALUE! | #VALUE! | #VALUE!
| Brown coal briquettes | years | #VALUE! | #VALUE! | #VALUE! | #VALUE! | #VALUE! | #VALUE! | #VALUE! | #VALUE!
| Liquefied Petroleum Gas (LPG) | years | #VALUE! | #VALUE! | #VALUE! | #VALUE! | #VALUE! | #VALUE! | #VALUE! | #VALUE!
| Fuel oil | years | #VALUE! | #VALUE! | #VALUE! | #VALUE! | #VALUE! | #VALUE! | #VALUE! | #VALUE!
| Natural gas | years | #VALUE! | #VALUE! | #VALUE! | #VALUE! | #VALUE! | #VALUE! | #VALUE! | #VALUE!
| Direct-electricity system | years
| Central heat pump | years | #VALUE! | #VALUE! | #VALUE! | #VALUE! | #VALUE! | #VALUE! | #VALUE! | #VALUE!
| Avoided greenhouse gas emissions | [5 empty] | Avoided SO2 polutant emissions | [7 empty] | Avoided NOx polutant emissions | [5 empty] | Avoided PM polutant emissions | [5 empty] | Avoided NMVOC polutant emissions
| District heat | t CO2e p.a. | #VALUE! | #VALUE! | #VALUE! | #VALUE! | District heat |  | t SO2 p.a. | #DIV/0! | #DIV/0! | #DIV/0! | #DIV/0! |  | District heat | t NOx p.a. | #DIV/0! | #DIV/0! | #DIV/0! | #DIV/0! | District heat | t PM p.a. | #DIV/0! | #DIV/0! | #DIV/0! | #DIV/0! | District heat | t NMVOC p.a. | #DIV/0! | #DIV/0! | #DIV/0! | #DIV/0!
| Log wood | t CO2e p.a. | 0 | 0 | 0 | 0 | Log wood |  | t SO2 p.a. | 4.6268e-05 | 7.3584e-06 | 2.1918e-05 | 2.5112e-06 |  | Log wood | t NOx p.a. | 0.00071715 | 0.00011406 | 0.00033973 | 3.8923e-05 | Log wood | t PM p.a. | 0.00016194 | 2.5754e-05 | 7.6712e-05 | 8.7891e-06 | Log wood | t NMVOC p.a. | 2.3134e-05 | 3.6792e-06 | 1.0959e-05 | 1.2556e-06
| Biomass pellets | t CO2e p.a. | 0 | 0 | 0 | 0 | Biomass pellets |  | t SO2 p.a. | 3.7593e-05 | 6.132e-06 | 1.7908e-05 | 2.0926e-06 |  | Biomass pellets | t NOx p.a. | 0.00058269 | 9.5046e-05 | 0.00027758 | 3.2436e-05 | Biomass pellets | t PM p.a. | 0.00013157 | 2.1462e-05 | 6.2679e-05 | 7.3242e-06 | Biomass pellets | t NMVOC p.a. | 1.8796e-05 | 3.066e-06 | 8.9542e-06 | 1.0463e-06
| Brown coal briquettes | t CO2e p.a. | 0.86613 | 0.13775 | 0.42293 | 0.047009 | Brown coal briquettes |  | t SO2 p.a. | 0.00043954 | 6.9905e-05 | 0.00021463 | 2.3856e-05 |  | Brown coal briquettes | t NOx p.a. | 0.00064775 | 0.00010302 | 0.00031629 | 3.5156e-05 | Brown coal briquettes | t PM p.a. | 2.3134e-05 | 3.6792e-06 | 1.1296e-05 | 1.2556e-06 | Brown coal briquettes | t NMVOC p.a. | 2.3134e-05 | 3.6792e-06 | 1.1296e-05 | 1.2556e-06
| Liquefied Petroleum Gas (LPG) | t CO2e p.a. | 0.43307 | 0.06981 | 0.21146 | 0.023824 | Liquefied Petroleum Gas (LPG) |  | t SO2 p.a. | 0.00033833 | 5.4539e-05 | 0.00016521 | 1.8612e-05 |  | Liquefied Petroleum Gas (LPG) | t NOx p.a. | 0.0013157 | 0.0002121 | 0.00064246 | 7.2381e-05 | Liquefied Petroleum Gas (LPG) | t PM p.a. | 1.8796e-05 | 3.0299e-06 | 9.1781e-06 | 1.034e-06 | Liquefied Petroleum Gas (LPG) | t NMVOC p.a. | 1.8796e-05 | 3.0299e-06 | 9.1781e-06 | 1.034e-06
| Fuel oil | t CO2e p.a. | 0.5278 | 0.084091 | 0.25772 | 0.028697 | Fuel oil |  | t SO2 p.a. | 0.00033833 | 5.3905e-05 | 0.00016521 | 1.8396e-05 |  | Fuel oil | t NOx p.a. | 0.0013157 | 0.00020963 | 0.00064246 | 7.1539e-05 | Fuel oil | t PM p.a. | 1.8796e-05 | 2.9947e-06 | 9.1781e-06 | 1.022e-06 | Fuel oil | t NMVOC p.a. | 1.8796e-05 | 2.9947e-06 | 9.1781e-06 | 1.022e-06
| Natural gas | t CO2e p.a. | 0.3541 | 0.059253 | 0.16893 | 0.020221 | Natural gas |  | t SO2 p.a. | 0 | 0 | 0 | 0 |  | Natural gas | t NOx p.a. | 0.00022998 | 3.8484e-05 | 0.00010971 | 1.3133e-05 | Natural gas | t PM p.a. | 0 | 0 | 0 | 0 | Natural gas | t NMVOC p.a. | 0 | 0 | 0 | 0
| Direct-electricity system | t CO2e p.a. |  |  |  |  | Direct-electricity system |  | t SO2 p.a. | [5 empty] | Direct-electricity system | t NOx p.a. |  |  |  |  | Direct-electricity system | t PM p.a. |  |  |  |  | Direct-electricity system | t NMVOC p.a.
| Central heat pump | t CO2e p.a. | #N/A | #N/A | #N/A | #N/A | Central heat pump |  | t SO2 p.a. | #DIV/0! | #DIV/0! | #DIV/0! | #DIV/0! |  | Central heat pump | t NOx p.a. | #DIV/0! | #DIV/0! | #DIV/0! | #DIV/0! | Central heat pump | t PM p.a. | #DIV/0! | #DIV/0! | #DIV/0! | #DIV/0! | Central heat pump | t NMVOC p.a. | #DIV/0! | #DIV/0! | #DIV/0! | #DIV/0!
| Avoided social costs of GHG-emissions (net present values) | [5 empty] | Avoided social health costs of SO2-emissions (net present values) | [7 empty] | Avoided social health costs of NOx-emissions (net present values) | [5 empty] | Avoided social health costs of PM-emissions (net present values) | [5 empty] | Avoided social health costs of NMVOC-emissions (net present values)
| District heat | €/a.home | #VALUE! | #VALUE! | #VALUE! | #VALUE! | District heat |  | €/a.home | #DIV/0! | #DIV/0! | #DIV/0! | #DIV/0! |  | District heat | €/a.home | #DIV/0! | #DIV/0! | #DIV/0! | #DIV/0! | District heat | €/a.home | #DIV/0! | #DIV/0! | #DIV/0! | #DIV/0! | District heat | €/a.home | #DIV/0! | #DIV/0! | #DIV/0! | #DIV/0!
| Log wood | €/a.home | 0 | 0 | 0 | 0 | Log wood |  | €/a.home | 0.81005 | 0.12883 | 0.38373 | 0.043965 |  | Log wood | €/a.home | 10.9739 | 1.7453 | 5.1985 | 0.59561 | Log wood | €/a.home | 4.9337 | 0.78465 | 2.3371 | 0.26777 | Log wood | €/a.home | 0.038269 | 0.0060863 | 0.018129 | 0.0020771
| Biomass pellets | €/a.home | 0 | 0 | 0 | 0 | Biomass pellets |  | €/a.home | 0.65817 | 0.10736 | 0.31354 | 0.036638 |  | Biomass pellets | €/a.home | 8.9163 | 1.4544 | 4.2476 | 0.49634 | Biomass pellets | €/a.home | 4.0086 | 0.65387 | 1.9096 | 0.22314 | Biomass pellets | €/a.home | 0.031094 | 0.005072 | 0.014813 | 0.0017309
| Brown coal briquettes | €/a.home | 269.6394 | 42.8833 | 131.6625 | 14.6345 | Brown coal briquettes |  | €/a.home | 7.6955 | 1.2239 | 3.7576 | 0.41767 |  | Brown coal briquettes | €/a.home | 9.912 | 1.5764 | 4.8399 | 0.53797 | Brown coal briquettes | €/a.home | 0.70481 | 0.11209 | 0.34415 | 0.038253 | Brown coal briquettes | €/a.home | 0.038269 | 0.0060863 | 0.018687 | 0.0020771
| Liquefied Petroleum Gas (LPG) | €/a.home | 134.8197 | 21.7327 | 65.8313 | 7.4166 | Liquefied Petroleum Gas (LPG) |  | €/a.home | 5.9235 | 0.95486 | 2.8924 | 0.32586 |  | Liquefied Petroleum Gas (LPG) | €/a.home | 20.1337 | 3.2455 | 9.8311 | 1.1076 | Liquefied Petroleum Gas (LPG) | €/a.home | 0.57266 | 0.092311 | 0.27962 | 0.031503 | Liquefied Petroleum Gas (LPG) | €/a.home | 0.031094 | 0.0050123 | 0.015183 | 0.0017105
| Fuel oil | €/a.home | 164.3115 | 26.1788 | 80.2318 | 8.9339 | Fuel oil |  | €/a.home | 5.9235 | 0.94375 | 2.8924 | 0.32207 |  | Fuel oil | €/a.home | 20.1337 | 3.2078 | 9.8311 | 1.0947 | Fuel oil | €/a.home | 0.57266 | 0.091238 | 0.27962 | 0.031136 | Fuel oil | €/a.home | 0.031094 | 0.004954 | 0.015183 | 0.0016906
| Natural gas | €/a.home | 110.2349 | 18.4463 | 52.5893 | 6.2951 | Natural gas |  | €/a.home | 0 | 0 | 0 | 0 |  | Natural gas | €/a.home | 3.5192 | 0.58888 | 1.6789 | 0.20096 | Natural gas | €/a.home | 0 | 0 | 0 | 0 | Natural gas | €/a.home | 0 | 0 | 0 | 0
| Direct-electricity system | €/a.home |  |  |  |  | Direct-electricity system |  | €/a.home | 0 | 0 | 0 | 0 |  | Direct-electricity system | €/a.home | 0 | 0 | 0 | 0 | Direct-electricity system | €/a.home | 0 | 0 | 0 | 0 | Direct-electricity system | €/a.home | 0 | 0 | 0 | 0
| Central heat pump | €/a.home | #N/A | #N/A | #N/A | #N/A | Central heat pump |  | €/a.home | #DIV/0! | #DIV/0! | #DIV/0! | #DIV/0! |  | Central heat pump | €/a.home | #DIV/0! | #DIV/0! | #DIV/0! | #DIV/0! | Central heat pump | €/a.home | #DIV/0! | #DIV/0! | #DIV/0! | #DIV/0! | Central heat pump | €/a.home | #DIV/0! | #DIV/0! | #DIV/0! | #DIV/0!
| Social discount rate | % p.a. | 3%
| Avoided social health costs of other air pollutant emissions (net present values) | [5 empty] | Present value factor, social/public perspective
| District heat | €/a.home | #DIV/0! | #DIV/0! | #DIV/0! | #DIV/0! | 22.9092
| Log wood | €/a.home | 16.7559 | 2.6649 | 7.9375 | 0.90942 | 21.6437
| Biomass pellets | €/a.home | 13.6142 | 2.2207 | 6.4855 | 0.75785 | 22.9092
| Brown coal briquettes | €/a.home | 18.3505 | 2.9185 | 8.9604 | 0.99596 | 22.9092
| Liquefied Petroleum Gas (LPG) | €/a.home | 26.6609 | 4.2977 | 13.0183 | 1.4666 | 22.9092
| Fuel oil | €/a.home | 26.6609 | 4.2477 | 13.0183 | 1.4496 | 22.9092
| Natural gas | €/a.home | 3.5192 | 0.58888 | 1.6789 | 0.20096 | 23.9912
| Direct-electricity system | €/a.home | 0 | 0 | 0 | 0 | 22.9092
| Central heat pump | €/a.home | #DIV/0! | #DIV/0! | #DIV/0! | #DIV/0! | 22.9092
Overview of apartements with Reduction of SPH distribution losses
Help | Parameter | Unit | Input Values |  | Input Values |  | Remark/Reference Value
| Building type |  | Single family house |  | Apartment house
| Thermal quality status of the building |  | unrefurbished | refurbished | unrefurbished | refurbished
| District heat | nr of flats | 0 | 0 | 0 | 0
| Log wood | nr of flats | 0 | 0 | 0 | 0
| Biomass pellets | nr of flats | 0 | 0 | 0 | 0
| Brown coal briquettes | nr of flats | 0 | 0 | 0 | 0
| Liquefied Petroleum Gas (LPG) | nr of flats | 0 | 0 | 0 | 0
| Fuel oil | nr of flats | 0 | 0 | 0 | 0
| Natural gas | nr of flats | 0 | 0 | 0 | 0
| Direct-electricity system | nr of flats | 0 | 0 | 0 | 0
| Central heat pump | nr of flats | 0 | 0 | 0 | 0
Total investment of participating households
| District heat | € | 0 | 0 | 0 | 0
| Log wood | € | 0 | 0 | 0 | 0
| Biomass pellets | € | 0 | 0 | 0 | 0
| Brown coal briquettes | € | 0 | 0 | 0 | 0
| Liquefied Petroleum Gas (LPG) | € | 0 | 0 | 0 | 0
| Fuel oil | € | 0 | 0 | 0 | 0
| Natural gas | € | 0 | 0 | 0 | 0
| Direct-electricity system | € | 0 | 0 | 0 | 0
| Central heat pump | € | 0 | 0 | 0 | 0
| Total | € | 0 | 0 | 0 | 0 | 0
Total final energy savings during lifetime
| District heat | kWh | 0 | 0 | 0 | 0
| Log wood | kWh | 0 | 0 | 0 | 0
| Biomass pellets | kWh | 0 | 0 | 0 | 0
| Brown coal briquettes | kWh | 0 | 0 | 0 | 0
| Liquefied Petroleum Gas (LPG) | kWh | 0 | 0 | 0 | 0
| Fuel oil | kWh | 0 | 0 | 0 | 0
| Natural gas | kWh | 0 | 0 | 0 | 0
| Direct-electricity system | kWh | 0 | 0 | 0 | 0
| Central heat pump | kWh | 0 | 0 | 0 | 0
| Total | kWh | 0 | 0 | 0 | 0 | 0
Energy Cost Savings during lifetime, net present value
| District heat | € | #VALUE! | #VALUE! | #VALUE! | #VALUE!
| Log wood | € | #VALUE! | #VALUE! | #VALUE! | #VALUE!
| Biomass pellets | € | #VALUE! | #VALUE! | #VALUE! | #VALUE!
| Brown coal briquettes | € | #VALUE! | #VALUE! | #VALUE! | #VALUE!
| Liquefied Petroleum Gas (LPG) | € | #VALUE! | #VALUE! | #VALUE! | #VALUE!
| Fuel oil | € | #VALUE! | #VALUE! | #VALUE! | #VALUE!
| Natural gas | € | #VALUE! | #VALUE! | #VALUE! | #VALUE!
| Direct-electricity system | € | [6 empty] | Average
| Central heat pump | € | #VALUE! | #VALUE! | #VALUE! | #VALUE! |  |  | #VALUE!
| Total | € | #VALUE! | #VALUE! | #VALUE! | #VALUE! | #VALUE!
Avoided greenhouse gas emissions
| District heat | t CO2e p.a. | #VALUE! | #VALUE! | #VALUE! | #VALUE!
| Log wood | t CO2e p.a. | 0 | 0 | 0 | 0
| Biomass pellets | t CO2e p.a. | 0 | 0 | 0 | 0
| Brown coal briquettes | t CO2e p.a. | 0 | 0 | 0 | 0
| Liquefied Petroleum Gas (LPG) | t CO2e p.a. | 0 | 0 | 0 | 0
| Fuel oil | t CO2e p.a. | 0 | 0 | 0 | 0
| Natural gas | t CO2e p.a. | 0 | 0 | 0 | 0
| Direct-electricity system | t CO2e p.a. | 0 | 0 | 0 | 0
| Central heat pump | t CO2e p.a. | #N/A | #N/A | #N/A | #N/A
| Total | t CO2e p.a. | #VALUE! | #VALUE! | #VALUE! | #VALUE! | #VALUE!
Total avoided greenhouse gas emissions during livetime
| District heat | t CO2e | #VALUE! | #VALUE! | #VALUE! | #VALUE!
| Log wood | t CO2e | 0 | 0 | 0 | 0
| Biomass pellets | t CO2e | 0 | 0 | 0 | 0
| Brown coal briquettes | t CO2e | 0 | 0 | 0 | 0
| Liquefied Petroleum Gas (LPG) | t CO2e | 0 | 0 | 0 | 0
| Fuel oil | t CO2e | 0 | 0 | 0 | 0
| Natural gas | t CO2e | 0 | 0 | 0 | 0
| Direct-electricity system | t CO2e | 0 | 0 | 0 | 0
| Central heat pump | t CO2e | #N/A | #N/A | #N/A | #N/A
| Total | t CO2e | #VALUE! | #VALUE! | #VALUE! | #VALUE! | #VALUE!
Avoided social costs of GHG-emissions (net present values)
| District heat | €/a | #VALUE! | #VALUE! | #VALUE! | #VALUE!
| Log wood | €/a | 0 | 0 | 0 | 0
| Biomass pellets | €/a | 0 | 0 | 0 | 0
| Brown coal briquettes | €/a | 0 | 0 | 0 | 0
| Liquefied Petroleum Gas (LPG) | €/a | 0 | 0 | 0 | 0
| Fuel oil | €/a | 0 | 0 | 0 | 0
| Natural gas | €/a | 0 | 0 | 0 | 0
| Direct-electricity system | €/a
| Central heat pump | €/a | #N/A | #N/A | #N/A | #N/A
| Total | €/a | #VALUE! | #VALUE! | #VALUE! | #VALUE! | #VALUE!
Avoided social costs of GHG-emissions during lifetime (net present values)
| District heat | € | #VALUE! | #VALUE! | #VALUE! | #VALUE!
| Log wood | € | 0 | 0 | 0 | 0
| Biomass pellets | € | 0 | 0 | 0 | 0
| Brown coal briquettes | € | 0 | 0 | 0 | 0
| Liquefied Petroleum Gas (LPG) | € | 0 | 0 | 0 | 0
| Fuel oil | € | 0 | 0 | 0 | 0
| Natural gas | € | 0 | 0 | 0 | 0
| Direct-electricity system | €
| Central heat pump | € | #N/A | #N/A | #N/A | #N/A
| Total | € | #VALUE! | #VALUE! | #VALUE! | #VALUE! | #VALUE!
Avoided other air pollutant emissions (SO2, NOx, PM, NMVOC)
| District heat | t p.a. | #DIV/0! | #DIV/0! | #DIV/0! | #DIV/0!
| Log wood | t p.a. | 0 | 0 | 0 | 0
| Biomass pellets | t p.a. | 0 | 0 | 0 | 0
| Brown coal briquettes | t p.a. | 0 | 0 | 0 | 0
| Liquefied Petroleum Gas (LPG) | t p.a. | 0 | 0 | 0 | 0
| Fuel oil | t p.a. | 0 | 0 | 0 | 0
| Natural gas | t p.a. | 0 | 0 | 0 | 0
| Direct-electricity system | t p.a. | 0 | 0 | 0 | 0
| Central heat pump | t p.a. | #DIV/0! | #DIV/0! | #DIV/0! | #DIV/0!
| Total | t p.a. | #DIV/0! | #DIV/0! | #DIV/0! | #DIV/0! | #DIV/0!
Avoided other air pollutant emissions (SO2, NOx, PM, NMVOC) during lifetime
| District heat | t | #DIV/0! | #DIV/0! | #DIV/0! | #DIV/0!
| Log wood | t | 0 | 0 | 0 | 0
| Biomass pellets | t | 0 | 0 | 0 | 0
| Brown coal briquettes | t | 0 | 0 | 0 | 0
| Liquefied Petroleum Gas (LPG) | t | 0 | 0 | 0 | 0
| Fuel oil | t | 0 | 0 | 0 | 0
| Natural gas | t | 0 | 0 | 0 | 0
| Direct-electricity system | t | 0 | 0 | 0 | 0
| Central heat pump | t | #DIV/0! | #DIV/0! | #DIV/0! | #DIV/0!
| Total | t | #DIV/0! | #DIV/0! | #DIV/0! | #DIV/0! | #DIV/0!
Avoided social health costs of other air pollutant emissions (net present values)
| District heat | €/a | #DIV/0! | #DIV/0! | #DIV/0! | #DIV/0!
| Log wood | €/a | 0 | 0 | 0 | 0
| Biomass pellets | €/a | 0 | 0 | 0 | 0
| Brown coal briquettes | €/a | 0 | 0 | 0 | 0
| Liquefied Petroleum Gas (LPG) | €/a | 0 | 0 | 0 | 0
| Fuel oil | €/a | 0 | 0 | 0 | 0
| Natural gas | €/a | 0 | 0 | 0 | 0
| Direct-electricity system | €/a | 0 | 0 | 0 | 0
| Central heat pump | €/a | #DIV/0! | #DIV/0! | #DIV/0! | #DIV/0!
| Total | €/a | #DIV/0! | #DIV/0! | #DIV/0! | #DIV/0! | #DIV/0!
Avoided social health costs of other air pollutant emissions during lifetime (net present value)
| District heat | € | #DIV/0! | #DIV/0! | #DIV/0! | #DIV/0!
| Log wood | € | 0 | 0 | 0 | 0
| Biomass pellets | € | 0 | 0 | 0 | 0
| Brown coal briquettes | € | 0 | 0 | 0 | 0
| Liquefied Petroleum Gas (LPG) | € | 0 | 0 | 0 | 0
| Fuel oil | € | 0 | 0 | 0 | 0
| Natural gas | € | 0 | 0 | 0 | 0
| Direct-electricity system | € | 0 | 0 | 0 | 0
| Central heat pump | € | #DIV/0! | #DIV/0! | #DIV/0! | #DIV/0!
| Total | € | #DIV/0! | #DIV/0! | #DIV/0! | #DIV/0! | #DIV/0!
Note on E13: [Kommentarthread] Ihre Version von Excel gestattet Ihnen das Lesen dieses Kommentarthreads. Jegliche Bearbeitungen daran werden jedoch entfernt, wenn die Datei in einer neueren Version von Excel geöffnet wird. Weitere Informationen: https://go.microsoft.com/fwlink/?linkid=870924. Kommentar: Estimation As 20 m of pipe diameter 25 mm without insulation lead to 30 W/m heat loss With 70°C flow and 15°C cellar temperature

## SPH_TL_UC (hidden)
| SaveEnergyTogether | Cost Benefit Assessement Tool for assessing local and over-regional energy saving campaigns
Reduction of transmission losses - insulation of the uppermost ceiling
Help | Parameter | Unit | Input Values |  | Input Values |  | Remark/Reference Value
| Building type |  | Single family house |  | Apartment house |  |  |  |  | thermal quality of the building
| Thermal quality status of the building |  | unrefurbished | refurbished | unrefurbished | refurbished |  |  |  | U-Value | uppermost ceiling
| Existing U-value (thermal transmittance) of uppermost ceiling | W/m2.K | 1 | 0.2 | 1 | 0.3 |  |  |  | excellent | 0.1 | W/m2.K
| Target U-value for minimum thermal insulation after refurbishment in Austria | W/m2.K | 0.15 | 0.15 | 0.15 | 0.15 | https://www.tirol.gv.at/fileadmin/themen/bauen-wohnen/wohnbaufoerderung/downloads_2019/2023_Sanierung_Fibel_web.pdf |  |  | very good | 0.15 | W/m2.K
[10 empty] | good | 0.3 | W/m2.K
| 1 / existing U-value = R_existing: existing heat transfer resistance | m2.K/W | 1 | 5 | 1 | 3.3333 |  |  |  | average | 0.5 | W/m2.K
| 1 / target U-value = R_target: targeted heat transfer resistance | m2.K/W | 6.6667 | 6.6667 | 6.6667 | 6.6667 |  |  |  | poor | 1 | W/m2.K
| R = D + 1/αi + 1/αa … with heat transfer resistance 1/αi to inner and 1/αa to outercomponent surface | m2.K/W | [7 empty] | very poor | 1.5 | W/m2.K
| Heat transfer coefficient: D = Σ d/λ with d: thickness of the building material layer [m] and λ: thermal conductivity of the building material layer | m2.K/W
| Heat transfer coefficient … D_needed for minimum thermal insulation | m2.K/W | 5.6667 | 1.6667 | 5.6667 | 3.3333 |  |  |  | thermal conductivity of the building material layer
| λ_new_insulation: thermal conductivity of the additional insulation layer | W/m.K | 0.035 | 0.035 | 0.035 | 0.035 |  |  |  | Mineral wool (glass wool) |  | 0.032 – 0.040 |  | W/m.K
| d_min: the minimum required additional insulation thickness. | m | 0.19833 | 0.058333 | 0.19833 | 0.11667 |  |  |  | Mineral wool (rock wool) |  | 0.035 – 0.045 |  | W/m.K
[10 empty] | Polystyrene (EPS) |  | 0.032 – 0.040 |  | W/m.K
| Ti … average annual inside temperature to inner uppermost ceiling surface | °C | 20 | [6 empty] | Polystyrene (XPS) |  | 0.027 – 0.035 |  | W/m.K
| Ti … average annual inside temperature to outer uppermost ceiling surface | °C | 2 | [6 empty] | Polyurethane (PUR/PIR) |  | 0.026 – 0.028 |  | W/m.K
| Avoided transmission heat losses, load flow | W | 1071 | 63 | 2868.75 | 506.25 |  |  |  | Wood fiberboard |  | 0.040 – 0.055 |  | W/m.K
| Annual full load hours of heat provision | h/a | 1700 | 1700 | 1700 | 1700 |  |  |  | Cellulose |  | 0.038 – 0.045 |  | W/m.K
| Avoided transmission heat losses | kWh/a | 1820.7 | 107.1 | 4876.875 | 860.625 |  |  |  | Flax, hemp, cotton |  | 0.040 – 0.055 |  | W/m.K
Reduction of Final energy consumption for SPH, total
| District heat | kWh/a | 2085.567 | 116.8831 | 5778.9726 | 914.78
| Log wood | kWh/a | 3112.3077 | 163.6364 | 8366.5723 | 1280.692
| Biomass pellets | kWh/a | 2528.75 | 136.3636 | 6836.1018 | 1067.2433
| Brown coal briquettes | kWh/a | 3112.3077 | 163.6364 | 8624.0053 | 1280.692
| Liquefied Petroleum Gas (LPG) | kWh/a | 2528.75 | 134.7594 | 7007.0043 | 1054.6875
| Fuel oil | kWh/a | 2528.75 | 133.1924 | 7007.0043 | 1042.4237
| Natural gas | kWh/a | 2380 | 131.6614 | 6443.2224 | 1030.4418
| Direct-electricity system | kWh/a | 2023 | 114.5455 | 5605.6034 | 896.4844 | Average | Average beneficial only
| Central heat pump | kWh/a | 698.105 | 35.1205 | 1718.7194 | 255.3909 | 2453.816 | #DIV/0!
Avoided transmission heat losses, relative to total final energy SPH demand
| District heat | % p.a. | 8.969% | 1.391% | 6.845% | 2.55%
| Log wood | % p.a. | 8.969% | 1.391% | 6.845% | 2.55%
| Biomass pellets | % p.a. | 8.969% | 1.391% | 6.845% | 2.55%
| Brown coal briquettes | % p.a. | 8.969% | 1.391% | 6.845% | 2.55%
| Liquefied Petroleum Gas (LPG) | % p.a. | 8.969% | 1.391% | 6.845% | 2.55%
| Fuel oil | % p.a. | 8.969% | 1.391% | 6.845% | 2.55%
| Natural gas | % p.a. | 8.969% | 1.391% | 6.845% | 2.55%
| Direct-electricity system | % p.a. | 8.969% | 1.391% | 6.845% | 2.55%
| Central heat pump | % p.a. | 8.969% | 1.391% | 6.845% | 2.55% | Electricity
Individual implementation costs
Help | Parameter | Unit | Input Values |  | Input Values |  | Remark/Reference Value
| Building type |  | Single family house |  | Apartment house
| Thermal quality status of the building |  | unrefurbished | refurbished | unrefurbished | refurbished
| Insulation Materials costs, specific | €/m² | 40 | 15 | 40 | 20
| Insulation Materials costs, total | € | 2800 | 1050 | 7500 | 3750
| Labor Time, specific | h/m² | 0.2 | 0.2 | 0.15 | 0.15
| Labor Time, total | h | 14 | 14 | 28.125 | 28.125
| Labor cost, specific | €/h | 25 | 25 | 25 | 25
| Labor cost, total | € | 350 | 350 | 703.125 | 703.125
| Total up-front investment | € | 3150 | 1400 | 8203.125 | 4453.125
| Maintenance and servicing costs, first year | €/year | 0 | 0 | 0 | 0
| Price escalation rate M&S costs | % p.a. | 2%
| Present value factor, private perspective | % p.a. | 19.2291 | 19.2291 | 19.2291 | 19.2291
| Maintenance and servicing costs, annuity | €/year | 0 | 0 | 0 | 0
| WACC, private | % p.a. | 4% | 4% | 4% | 4%
| Lifetime of the intervention | years | 25 | 25 | 25 | 25
| Energy Cost Savings, 1st year |  |  |  | for nr. of flats having an uppermost ceiling
| District heat | €/a.apartment | #VALUE! | #VALUE! | #VALUE! | #VALUE! | cost savings refer to DH working price component only
| Log wood | €/a.apartment | #VALUE! | #VALUE! | #VALUE! | #VALUE!
| Biomass pellets | €/a.apartment | #VALUE! | #VALUE! | #VALUE! | #VALUE!
| Brown coal briquettes | €/a.apartment | #VALUE! | #VALUE! | #VALUE! | #VALUE!
| Liquefied Petroleum Gas (LPG) | €/a.apartment | #VALUE! | #VALUE! | #VALUE! | #VALUE!
| Fuel oil | €/a.apartment | #VALUE! | #VALUE! | #VALUE! | #VALUE!
| Natural gas | €/a.apartment | #VALUE! | #VALUE! | #VALUE! | #VALUE!
| Direct-electricity system | €/a.apartment | #VALUE! | #VALUE! | #VALUE! | #VALUE! |  | Average | Average beneficial only
| Central heat pump | €/a.apartment | #VALUE! | #VALUE! | #VALUE! | #VALUE! | #VALUE! | #VALUE! | #DIV/0!
| Energy Cost Savings, annuity |  |  |  | for nr. of flats having an uppermost ceiling |  | Present value factor, private perspective
| District heat | €/a.apartment | #VALUE! | #VALUE! | #VALUE! | #VALUE! | 20.3036
| Log wood | €/a.apartment | #VALUE! | #VALUE! | #VALUE! | #VALUE! | 19.2291
| Biomass pellets | €/a.apartment | #VALUE! | #VALUE! | #VALUE! | #VALUE! | 20.3036
| Brown coal briquettes | €/a.apartment | #VALUE! | #VALUE! | #VALUE! | #VALUE! | 20.3036
| Liquefied Petroleum Gas (LPG) | €/a.apartment | #VALUE! | #VALUE! | #VALUE! | #VALUE! | 20.3036
| Fuel oil | €/a.apartment | #VALUE! | #VALUE! | #VALUE! | #VALUE! | 20.3036
| Natural gas | €/a.apartment | #VALUE! | #VALUE! | #VALUE! | #VALUE! | 21.2211
| Direct-electricity system | €/a.apartment | #VALUE! | #VALUE! | #VALUE! | #VALUE! | 20.3036
| Central heat pump | €/a.apartment | #VALUE! | #VALUE! | #VALUE! | #VALUE! | 20.3036
Results per home
Help | Parameter | Unit | Input Values |  | Input Values |  | Remark/Reference Value
| Building type |  | Single family house |  | Apartment house
| Thermal quality status of the building |  | unrefurbished | refurbished | unrefurbished | refurbished
| Static pay-back time | [5 empty] | Intervention is beneficial
| District heat | years | #VALUE! | #VALUE! | #VALUE! | #VALUE! | #VALUE! | #VALUE! | #VALUE! | #VALUE!
| Log wood | years | #VALUE! | #VALUE! | #VALUE! | #VALUE! | #VALUE! | #VALUE! | #VALUE! | #VALUE!
| Biomass pellets | years | #VALUE! | #VALUE! | #VALUE! | #VALUE! | #VALUE! | #VALUE! | #VALUE! | #VALUE!
| Brown coal briquettes | years | #VALUE! | #VALUE! | #VALUE! | #VALUE! | #VALUE! | #VALUE! | #VALUE! | #VALUE!
| Liquefied Petroleum Gas (LPG) | years | #VALUE! | #VALUE! | #VALUE! | #VALUE! | #VALUE! | #VALUE! | #VALUE! | #VALUE!
| Fuel oil | years | #VALUE! | #VALUE! | #VALUE! | #VALUE! | #VALUE! | #VALUE! | #VALUE! | #VALUE!
| Natural gas | years | #VALUE! | #VALUE! | #VALUE! | #VALUE! | #VALUE! | #VALUE! | #VALUE! | #VALUE!
| Direct-electricity system | years | #VALUE! | #VALUE! | #VALUE! | #VALUE! | #VALUE! | #VALUE! | #VALUE! | #VALUE! |  | unrefurbished | refurbished
| Central heat pump | years | #VALUE! | #VALUE! | #VALUE! | #VALUE! | #VALUE! | #VALUE! | #VALUE! | #VALUE! |  | yes | yes
| Dynamic pay-back time | [5 empty] | Intervention is beneficial
| District heat | years | #VALUE! | #VALUE! | #VALUE! | #VALUE! | #VALUE! | #VALUE! | #VALUE! | #VALUE!
| Log wood | years | #VALUE! | #VALUE! | #VALUE! | #VALUE! | #VALUE! | #VALUE! | #VALUE! | #VALUE!
| Biomass pellets | years | #VALUE! | #VALUE! | #VALUE! | #VALUE! | #VALUE! | #VALUE! | #VALUE! | #VALUE!
| Brown coal briquettes | years | #VALUE! | #VALUE! | #VALUE! | #VALUE! | #VALUE! | #VALUE! | #VALUE! | #VALUE!
| Liquefied Petroleum Gas (LPG) | years | #VALUE! | #VALUE! | #VALUE! | #VALUE! | #VALUE! | #VALUE! | #VALUE! | #VALUE!
| Fuel oil | years | #VALUE! | #VALUE! | #VALUE! | #VALUE! | #VALUE! | #VALUE! | #VALUE! | #VALUE!
| Natural gas | years | #VALUE! | #VALUE! | #VALUE! | #VALUE! | #VALUE! | #VALUE! | #VALUE! | #VALUE!
| Direct-electricity system | years | #VALUE! | #VALUE! | #VALUE! | #VALUE! | #VALUE! | #VALUE! | #VALUE! | #VALUE!
| Central heat pump | years | #VALUE! | #VALUE! | #VALUE! | #VALUE! | #VALUE! | #VALUE! | #VALUE! | #VALUE!
| Avoided greenhouse gas emissions | [5 empty] | Avoided SO2 polutant emissions | [7 empty] | Avoided NOx polutant emissions | [5 empty] | Avoided PM polutant emissions | [5 empty] | Avoided NMVOC polutant emissions
| District heat | t CO2e p.a. | #VALUE! | #VALUE! | #VALUE! | #VALUE! | District heat |  | t SO2 p.a. | #DIV/0! | #DIV/0! | #DIV/0! | #DIV/0! |  | District heat | t NOx p.a. | #DIV/0! | #DIV/0! | #DIV/0! | #DIV/0! | District heat | t PM p.a. | #DIV/0! | #DIV/0! | #DIV/0! | #DIV/0! | District heat | t NMVOC p.a. | #DIV/0! | #DIV/0! | #DIV/0! | #DIV/0!
| Log wood | t CO2e p.a. | 0 | 0 | 0 | 0 | Log wood |  | t SO2 p.a. | 6.2246e-05 | 3.2727e-06 | 0.00016733 | 2.5614e-05 |  | Log wood | t NOx p.a. | 0.00096482 | 5.0727e-05 | 0.0025936 | 0.00039701 | Log wood | t PM p.a. | 0.00021786 | 1.1455e-05 | 0.00058566 | 8.9648e-05 | Log wood | t NMVOC p.a. | 3.1123e-05 | 1.6364e-06 | 8.3666e-05 | 1.2807e-05
| Biomass pellets | t CO2e p.a. | 0 | 0 | 0 | 0 | Biomass pellets |  | t SO2 p.a. | 5.0575e-05 | 2.7273e-06 | 0.00013672 | 2.1345e-05 |  | Biomass pellets | t NOx p.a. | 0.00078391 | 4.2273e-05 | 0.0021192 | 0.00033085 | Biomass pellets | t PM p.a. | 0.00017701 | 9.5455e-06 | 0.00047853 | 7.4707e-05 | Biomass pellets | t NMVOC p.a. | 2.5287e-05 | 1.3636e-06 | 6.8361e-05 | 1.0672e-05
| Brown coal briquettes | t CO2e p.a. | 1.1652 | 0.061265 | 3.2288 | 0.47949 | Brown coal briquettes |  | t SO2 p.a. | 0.00059134 | 3.1091e-05 | 0.0016386 | 0.00024333 |  | Brown coal briquettes | t NOx p.a. | 0.00087145 | 4.5818e-05 | 0.0024147 | 0.00035859 | Brown coal briquettes | t PM p.a. | 3.1123e-05 | 1.6364e-06 | 8.624e-05 | 1.2807e-05 | Brown coal briquettes | t NMVOC p.a. | 3.1123e-05 | 1.6364e-06 | 8.624e-05 | 1.2807e-05
| Liquefied Petroleum Gas (LPG) | t CO2e p.a. | 0.58262 | 0.031049 | 1.6144 | 0.243 | Liquefied Petroleum Gas (LPG) |  | t SO2 p.a. | 0.00045517 | 2.4257e-05 | 0.0012613 | 0.00018984 |  | Liquefied Petroleum Gas (LPG) | t NOx p.a. | 0.0017701 | 9.4332e-05 | 0.0049049 | 0.00073828 | Liquefied Petroleum Gas (LPG) | t PM p.a. | 2.5287e-05 | 1.3476e-06 | 7.007e-05 | 1.0547e-05 | Liquefied Petroleum Gas (LPG) | t NMVOC p.a. | 2.5287e-05 | 1.3476e-06 | 7.007e-05 | 1.0547e-05
| Fuel oil | t CO2e p.a. | 0.71007 | 0.0374 | 1.9676 | 0.29271 | Fuel oil |  | t SO2 p.a. | 0.00045517 | 2.3975e-05 | 0.0012613 | 0.00018764 |  | Fuel oil | t NOx p.a. | 0.0017701 | 9.3235e-05 | 0.0049049 | 0.0007297 | Fuel oil | t PM p.a. | 2.5287e-05 | 1.3319e-06 | 7.007e-05 | 1.0424e-05 | Fuel oil | t NMVOC p.a. | 2.5287e-05 | 1.3319e-06 | 7.007e-05 | 1.0424e-05
| Natural gas | t CO2e p.a. | 0.47638 | 0.026353 | 1.2897 | 0.20625 | Natural gas |  | t SO2 p.a. | 0 | 0 | 0 | 0 |  | Natural gas | t NOx p.a. | 0.0003094 | 1.7116e-05 | 0.00083762 | 0.00013396 | Natural gas | t PM p.a. | 0 | 0 | 0 | 0 | Natural gas | t NMVOC p.a. | 0 | 0 | 0 | 0
| Direct-electricity system | t CO2e p.a. | #N/A | #N/A | #N/A | #N/A | Direct-electricity system |  | t SO2 p.a. | #DIV/0! | #DIV/0! | #DIV/0! | #DIV/0! |  | Direct-electricity system | t NOx p.a. | #DIV/0! | #DIV/0! | #DIV/0! | #DIV/0! | Direct-electricity system | t PM p.a. | #DIV/0! | #DIV/0! | #DIV/0! | #DIV/0! | Direct-electricity system | t NMVOC p.a. | #DIV/0! | #DIV/0! | #DIV/0! | #DIV/0!
| Central heat pump | t CO2e p.a. | #N/A | #N/A | #N/A | #N/A | Central heat pump |  | t SO2 p.a. | #DIV/0! | #DIV/0! | #DIV/0! | #DIV/0! |  | Central heat pump | t NOx p.a. | #DIV/0! | #DIV/0! | #DIV/0! | #DIV/0! | Central heat pump | t PM p.a. | #DIV/0! | #DIV/0! | #DIV/0! | #DIV/0! | Central heat pump | t NMVOC p.a. | #DIV/0! | #DIV/0! | #DIV/0! | #DIV/0!
| Avoided social costs of GHG-emissions (net present values) | [5 empty] | Avoided social health costs of SO2-emissions (net present values) | [7 empty] | Avoided social health costs of NOx-emissions (net present values) | [5 empty] | Avoided social health costs of PM-emissions (net present values) | [5 empty] | Avoided social health costs of NMVOC-emissions (net present values)
| District heat | €/a.home | #VALUE! | #VALUE! | #VALUE! | #VALUE! | District heat |  | €/a.home | #DIV/0! | #DIV/0! | #DIV/0! | #DIV/0! |  | District heat | €/a.home | #DIV/0! | #DIV/0! | #DIV/0! | #DIV/0! | District heat | €/a.home | #DIV/0! | #DIV/0! | #DIV/0! | #DIV/0! | District heat | €/a.home | #DIV/0! | #DIV/0! | #DIV/0! | #DIV/0!
| Log wood | €/a.home | 0 | 0 | 0 | 0 | Log wood |  | €/a.home | 1.2614 | 0.066322 | 3.391 | 0.51907 |  | Log wood | €/a.home | 21.0151 | 1.1049 | 56.4932 | 8.6476 | Log wood | €/a.home | 13.0647 | 0.68691 | 35.1208 | 5.376 | Log wood | €/a.home | 0.051486 | 0.002707 | 0.1384 | 0.021186
| Biomass pellets | €/a.home | 0 | 0 | 0 | 0 | Biomass pellets |  | €/a.home | 1.0249 | 0.055268 | 2.7707 | 0.43255 |  | Biomass pellets | €/a.home | 17.0748 | 0.92076 | 46.1591 | 7.2063 | Biomass pellets | €/a.home | 10.6151 | 0.57242 | 28.6963 | 4.48 | Biomass pellets | €/a.home | 0.041832 | 0.0022558 | 0.11309 | 0.017655
| Brown coal briquettes | €/a.home | 362.758 | 19.0728 | 1005.1792 | 149.2723 | Brown coal briquettes |  | €/a.home | 11.9835 | 0.63006 | 33.2055 | 4.9311 |  | Brown coal briquettes | €/a.home | 18.9814 | 0.99799 | 52.5962 | 7.8107 | Brown coal briquettes | €/a.home | 1.8664 | 0.098129 | 5.1716 | 0.768 | Brown coal briquettes | €/a.home | 0.051486 | 0.002707 | 0.14266 | 0.021186
| Liquefied Petroleum Gas (LPG) | €/a.home | 181.379 | 9.6659 | 502.5896 | 75.6493 | Liquefied Petroleum Gas (LPG) |  | €/a.home | 9.2241 | 0.49156 | 25.5595 | 3.8472 |  | Liquefied Petroleum Gas (LPG) | €/a.home | 38.5559 | 2.0547 | 106.836 | 16.0808 | Liquefied Petroleum Gas (LPG) | €/a.home | 1.5164 | 0.080812 | 4.202 | 0.63247 | Liquefied Petroleum Gas (LPG) | €/a.home | 0.041832 | 0.0022293 | 0.11591 | 0.017447
| Fuel oil | €/a.home | 221.0557 | 11.6433 | 612.5311 | 91.1255 | Fuel oil |  | €/a.home | 9.2241 | 0.48585 | 25.5595 | 3.8025 |  | Fuel oil | €/a.home | 38.5559 | 2.0308 | 106.836 | 15.8939 | Fuel oil | €/a.home | 1.5164 | 0.079873 | 4.202 | 0.62512 | Fuel oil | €/a.home | 0.041832 | 0.0022033 | 0.11591 | 0.017244
| Natural gas | €/a.home | 148.304 | 8.2042 | 401.494 | 64.2095 | Natural gas |  | €/a.home | 0 | 0 | 0 | 0 |  | Natural gas | €/a.home | 6.7392 | 0.37281 | 18.2446 | 2.9178 | Natural gas | €/a.home | 0 | 0 | 0 | 0 | Natural gas | €/a.home | 0 | 0 | 0 | 0
| Direct-electricity system | €/a.home | #N/A | #N/A | #N/A | #N/A | Direct-electricity system |  | €/a.home | #DIV/0! | #DIV/0! | #DIV/0! | #DIV/0! |  | Direct-electricity system | €/a.home | #DIV/0! | #DIV/0! | #DIV/0! | #DIV/0! | Direct-electricity system | €/a.home | #DIV/0! | #DIV/0! | #DIV/0! | #DIV/0! | Direct-electricity system | €/a.home | #DIV/0! | #DIV/0! | #DIV/0! | #DIV/0!
| Central heat pump | €/a.home | #N/A | #N/A | #N/A | #N/A | Central heat pump |  | €/a.home | #DIV/0! | #DIV/0! | #DIV/0! | #DIV/0! |  | Central heat pump | €/a.home | #DIV/0! | #DIV/0! | #DIV/0! | #DIV/0! | Central heat pump | €/a.home | #DIV/0! | #DIV/0! | #DIV/0! | #DIV/0! | Central heat pump | €/a.home | #DIV/0! | #DIV/0! | #DIV/0! | #DIV/0!
| Social discount rate | % p.a. | 3%
| Avoided social health costs of other air pollutant emissions (net present values) | [5 empty] | Present value factor, social/public perspective
| District heat | €/a.home | #DIV/0! | #DIV/0! | #DIV/0! | #DIV/0! | 22.9092
| Log wood | €/a.home | 35.3927 | 1.8608 | 95.1434 | 14.5638 | 21.6437
| Biomass pellets | €/a.home | 28.7566 | 1.5507 | 77.7391 | 12.1365 | 22.9092
| Brown coal briquettes | €/a.home | 32.8827 | 1.7289 | 91.1159 | 13.531 | 22.9092
| Liquefied Petroleum Gas (LPG) | €/a.home | 49.3383 | 2.6293 | 136.7133 | 20.578 | 22.9092
| Fuel oil | €/a.home | 49.3383 | 2.5987 | 136.7133 | 20.3387 | 22.9092
| Natural gas | €/a.home | 6.7392 | 0.37281 | 18.2446 | 2.9178 | 23.9912
| Direct-electricity system | €/a.home | #DIV/0! | #DIV/0! | #DIV/0! | #DIV/0! | 22.9092
| Central heat pump | €/a.home | #DIV/0! | #DIV/0! | #DIV/0! | #DIV/0! | 22.9092
Overview of apartements with a refurbished ceiling
Help | Parameter | Unit | Input Values |  | Input Values |  | Remark/Reference Value
| Building type |  | Single family house |  | Apartment house
| Thermal quality status of the building |  | unrefurbished | refurbished | unrefurbished | refurbished
| District heat | nr of flats | 0 | 0 | 0 | 0
| Log wood | nr of flats | 0 | 0 | 0 | 0
| Biomass pellets | nr of flats | 0 | 0 | 0 | 0
| Brown coal briquettes | nr of flats | 0 | 0 | 0 | 0
| Liquefied Petroleum Gas (LPG) | nr of flats | 0 | 0 | 0 | 0
| Fuel oil | nr of flats | 0 | 0 | 0 | 0
| Natural gas | nr of flats | 0 | 0 | 0 | 0
| Direct-electricity system | nr of flats | 0 | 0 | 0 | 0
| Central heat pump | nr of flats | 0 | 0 | 0 | 0
Total investment of participating households
| District heat | € | 0 | 0 | 0 | 0
| Log wood | € | 0 | 0 | 0 | 0
| Biomass pellets | € | 0 | 0 | 0 | 0
| Brown coal briquettes | € | 0 | 0 | 0 | 0
| Liquefied Petroleum Gas (LPG) | € | 0 | 0 | 0 | 0
| Fuel oil | € | 0 | 0 | 0 | 0
| Natural gas | € | 0 | 0 | 0 | 0
| Direct-electricity system | € | 0 | 0 | 0 | 0
| Central heat pump | € | 0 | 0 | 0 | 0
| Total | € | 0 | 0 | 0 | 0 | 0
Total final energy savings during lifetime
| District heat | kWh | 0 | 0 | 0 | 0
| Log wood | kWh | 0 | 0 | 0 | 0
| Biomass pellets | kWh | 0 | 0 | 0 | 0
| Brown coal briquettes | kWh | 0 | 0 | 0 | 0
| Liquefied Petroleum Gas (LPG) | kWh | 0 | 0 | 0 | 0
| Fuel oil | kWh | 0 | 0 | 0 | 0
| Natural gas | kWh | 0 | 0 | 0 | 0
| Direct-electricity system | kWh | 0 | 0 | 0 | 0
| Central heat pump | kWh | 0 | 0 | 0 | 0
| Total | kWh | 0 | 0 | 0 | 0 | 0
| Energy Cost Savings during lifetime, net present value |  |  |  | for nr. of flats having an uppermost ceiling
| District heat | € | #VALUE! | #VALUE! | #VALUE! | #VALUE!
| Log wood | € | #VALUE! | #VALUE! | #VALUE! | #VALUE!
| Biomass pellets | € | #VALUE! | #VALUE! | #VALUE! | #VALUE!
| Brown coal briquettes | € | #VALUE! | #VALUE! | #VALUE! | #VALUE!
| Liquefied Petroleum Gas (LPG) | € | #VALUE! | #VALUE! | #VALUE! | #VALUE!
| Fuel oil | € | #VALUE! | #VALUE! | #VALUE! | #VALUE!
| Natural gas | € | #VALUE! | #VALUE! | #VALUE! | #VALUE!
| Direct-electricity system | € | #VALUE! | #VALUE! | #VALUE! | #VALUE! |  |  | Average
| Central heat pump | € | #VALUE! | #VALUE! | #VALUE! | #VALUE! |  |  | #VALUE!
| Total | € | #VALUE! | #VALUE! | #VALUE! | #VALUE! | #VALUE!
Avoided greenhouse gas emissions
| District heat | t CO2e p.a. | #VALUE! | #VALUE! | #VALUE! | #VALUE!
| Log wood | t CO2e p.a. | 0 | 0 | 0 | 0
| Biomass pellets | t CO2e p.a. | 0 | 0 | 0 | 0
| Brown coal briquettes | t CO2e p.a. | 0 | 0 | 0 | 0
| Liquefied Petroleum Gas (LPG) | t CO2e p.a. | 0 | 0 | 0 | 0
| Fuel oil | t CO2e p.a. | 0 | 0 | 0 | 0
| Natural gas | t CO2e p.a. | 0 | 0 | 0 | 0
| Direct-electricity system | t CO2e p.a. | #N/A | #N/A | #N/A | #N/A
| Central heat pump | t CO2e p.a. | #N/A | #N/A | #N/A | #N/A
| Total | t CO2e p.a. | #VALUE! | #VALUE! | #VALUE! | #VALUE! | #VALUE!
Total avoided greenhouse gas emissions during lifetime
| District heat | t CO2e | #VALUE! | #VALUE! | #VALUE! | #VALUE!
| Log wood | t CO2e | 0 | 0 | 0 | 0
| Biomass pellets | t CO2e | 0 | 0 | 0 | 0
| Brown coal briquettes | t CO2e | 0 | 0 | 0 | 0
| Liquefied Petroleum Gas (LPG) | t CO2e | 0 | 0 | 0 | 0
| Fuel oil | t CO2e | 0 | 0 | 0 | 0
| Natural gas | t CO2e | 0 | 0 | 0 | 0
| Direct-electricity system | t CO2e | #N/A | #N/A | #N/A | #N/A
| Central heat pump | t CO2e | #N/A | #N/A | #N/A | #N/A
| Total | t CO2e | #VALUE! | #VALUE! | #VALUE! | #VALUE! | #VALUE!
Avoided social costs of GHG-emissions (net present values)
| District heat | €/a | #VALUE! | #VALUE! | #VALUE! | #VALUE!
| Log wood | €/a | 0 | 0 | 0 | 0
| Biomass pellets | €/a | 0 | 0 | 0 | 0
| Brown coal briquettes | €/a | 0 | 0 | 0 | 0
| Liquefied Petroleum Gas (LPG) | €/a | 0 | 0 | 0 | 0
| Fuel oil | €/a | 0 | 0 | 0 | 0
| Natural gas | €/a | 0 | 0 | 0 | 0
| Direct-electricity system | €/a | #N/A | #N/A | #N/A | #N/A
| Central heat pump | €/a | #N/A | #N/A | #N/A | #N/A
| Total | €/a | #VALUE! | #VALUE! | #VALUE! | #VALUE! | #VALUE!
Avoided social costs of GHG-emissions during lifetime (net present values)
| District heat | € | #VALUE! | #VALUE! | #VALUE! | #VALUE!
| Log wood | € | 0 | 0 | 0 | 0
| Biomass pellets | € | 0 | 0 | 0 | 0
| Brown coal briquettes | € | 0 | 0 | 0 | 0
| Liquefied Petroleum Gas (LPG) | € | 0 | 0 | 0 | 0
| Fuel oil | € | 0 | 0 | 0 | 0
| Natural gas | € | 0 | 0 | 0 | 0
| Direct-electricity system | € | #N/A | #N/A | #N/A | #N/A
| Central heat pump | € | #N/A | #N/A | #N/A | #N/A
| Total | € | #VALUE! | #VALUE! | #VALUE! | #VALUE! | #VALUE!
Avoided other air pollutant emissions (SO2, NOx, PM, NMVOC)
| District heat | t p.a. | #DIV/0! | #DIV/0! | #DIV/0! | #DIV/0!
| Log wood | t p.a. | 0 | 0 | 0 | 0
| Biomass pellets | t p.a. | 0 | 0 | 0 | 0
| Brown coal briquettes | t p.a. | 0 | 0 | 0 | 0
| Liquefied Petroleum Gas (LPG) | t p.a. | 0 | 0 | 0 | 0
| Fuel oil | t p.a. | 0 | 0 | 0 | 0
| Natural gas | t p.a. | 0 | 0 | 0 | 0
| Direct-electricity system | t p.a. | #DIV/0! | #DIV/0! | #DIV/0! | #DIV/0!
| Central heat pump | t p.a. | #DIV/0! | #DIV/0! | #DIV/0! | #DIV/0!
| Total | t p.a. | #DIV/0! | #DIV/0! | #DIV/0! | #DIV/0! | #DIV/0!
Avoided other air pollutant emissions (SO2, NOx, PM, NMVOC) during lifetime
| District heat | t | #DIV/0! | #DIV/0! | #DIV/0! | #DIV/0!
| Log wood | t | 0 | 0 | 0 | 0
| Biomass pellets | t | 0 | 0 | 0 | 0
| Brown coal briquettes | t | 0 | 0 | 0 | 0
| Liquefied Petroleum Gas (LPG) | t | 0 | 0 | 0 | 0
| Fuel oil | t | 0 | 0 | 0 | 0
| Natural gas | t | 0 | 0 | 0 | 0
| Direct-electricity system | t | #DIV/0! | #DIV/0! | #DIV/0! | #DIV/0!
| Central heat pump | t | #DIV/0! | #DIV/0! | #DIV/0! | #DIV/0!
| Total | t | #DIV/0! | #DIV/0! | #DIV/0! | #DIV/0! | #DIV/0!
Avoided social health costs of other air pollutant emissions (net present values)
| District heat | €/a | #DIV/0! | #DIV/0! | #DIV/0! | #DIV/0!
| Log wood | €/a | 0 | 0 | 0 | 0
| Biomass pellets | €/a | 0 | 0 | 0 | 0
| Brown coal briquettes | €/a | 0 | 0 | 0 | 0
| Liquefied Petroleum Gas (LPG) | €/a | 0 | 0 | 0 | 0
| Fuel oil | €/a | 0 | 0 | 0 | 0
| Natural gas | €/a | 0 | 0 | 0 | 0
| Direct-electricity system | €/a | #DIV/0! | #DIV/0! | #DIV/0! | #DIV/0!
| Central heat pump | €/a | #DIV/0! | #DIV/0! | #DIV/0! | #DIV/0!
| Total | €/a | #DIV/0! | #DIV/0! | #DIV/0! | #DIV/0! | #DIV/0!
Avoided social health costs of other air pollutant emissions during lifetime (net present value)
| District heat | € | #DIV/0! | #DIV/0! | #DIV/0! | #DIV/0!
| Log wood | € | 0 | 0 | 0 | 0
| Biomass pellets | € | 0 | 0 | 0 | 0
| Brown coal briquettes | € | 0 | 0 | 0 | 0
| Liquefied Petroleum Gas (LPG) | € | 0 | 0 | 0 | 0
| Fuel oil | € | 0 | 0 | 0 | 0
| Natural gas | € | 0 | 0 | 0 | 0
| Direct-electricity system | € | #DIV/0! | #DIV/0! | #DIV/0! | #DIV/0!
| Central heat pump | € | #DIV/0! | #DIV/0! | #DIV/0! | #DIV/0!
| Total | € | #DIV/0! | #DIV/0! | #DIV/0! | #DIV/0! | #DIV/0!

## DHW_Pipe_insul (hidden)
| SaveEnergyTogether | Cost Benefit Assessement Tool for assessing local and over-regional energy saving campaigns
Reduction of Domestic Hot Water distribution losses - insulation of pipes and fittings
Help | Parameter | Unit | Input Values |  | Input Values |  | Remark/Reference Value
| Building type |  | Single family house |  | Apartment house
| Thermal quality status of the building |  | unrefurbished | refurbished | unrefurbished | refurbished
Length and composition of the pipework to be insulated
| Length of pipework to be insulated | m | 6 | 1 | 5 | 1 | 5 to 15 | 5 to 15 | m
| Number of uninsulated fittings in the relevant pipe sections | # | 2 | 1 | 2 | 1 | Equivalent additional uninsulated pipe length in m |  |  |  | 1 | m
| Equivalent length of pipework to be insulated |  | 8 | 2 | 7 | 2
| Pipe materials and diameters | [5 empty] | Thermal conductivity |  |  |  | Pipe diameters |  | inner ø | outer ø
| Thermal conductivity | W/(m·K) | 0.016 | 0.016 | 0.016 | 0.016 | Copper | 380 | W/(m·K) |  | Copper | DN 12 | 12 | 14 | mm
| Inner diameter | mm | 20 | 20 | 20 | 20 | Steel | 50 | W/(m·K) |  | Copper | DN 16 | 16 | 18 | mm
| Outer diameter | mm | 24 | 24 | 24 | 24 | Aluminium composite | 0.45 | W/(m·K) |  | Copper | DN 20 | 20 | 22 | mm
| Heat losses from the uninsulated hot water pipe | [9 empty] | Steel | DN 20 | 20 | 26.9 | mm
| Temperature of the hot water (flow temperature) | °C | 60 | 50 | 60 | 55 |  |  |  |  | Aluminium composite | DN 12 | 12 | 16 | mm
| Temperature in the area of the uninsulated pipework | °C | 15 | 15 | 15 | 17 | minimum thickness of the pipe insulation |  |  |  | Aluminium composite | DN 16 | 16 | 20 | mm
| Heat losses from the uninsulated hot water pipe | W/m | 24.8127 | 19.2988 | 24.8127 | 20.953 | up to DN22, min | 20 | mm |  | Aluminium composite | DN 20 | 20 | 24 | mm
| Heat losses from the insulated hot water pipe | [5 empty] | DN22 to 35, min | 30 | mm
| Thermal conductivity of the insulation material | W/(m·K) | 0.035 | 0.035 | 0.035 | 0.035 | DN35 to 100, min | DN | mm |  | thermal conductivity of the building material layer
| Thickness of the pipe insulation | mm | 30 | 30 | 30 | 30 | from DN100 min | 100 | mm |  | Mineral wool (glass wool) |  | 0.032 – 0.040
| Heat losses from the insulated hot water pipe | W/m | 6.8958 | 5.3634 | 6.8958 | 5.8231 |  |  |  |  | Mineral wool (rock wool) |  | 0.035 – 0.045
| Savings of useful energy | [9 empty] | Polystyrene (EPS) |  | 0.032 – 0.040
| Operation time of hot water distritbution | h/a | 8760 | 8760 | 8760 | 8760 |  |  |  |  | Polystyrene (XPS) |  | 0.027 – 0.035
| Theoretical savings of useful energy | kWh/a | 1255.6195 | 244.1482 | 1098.6671 | 265.0752 |  |  |  |  | Polyurethane (PUR/PIR) |  | 0.026 – 0.028
| Max. reduction of existing distribution losses | % | 60% | 60% | 60% | 60% |  | 70 to 75 | %
| Calculated savings of useful energy, triggered by this measure | kWh/a | 723.747 | 244.1482 | 542.8102 | 265.0752
Reduction of Final energy consumption for DHW, total
| District heat | kWh/a | 829.0344 | 266.4501 | 643.2163 | 281.7551
| Log wood | kWh/a | 1237.1744 | 373.0302 | 931.2236 | 394.4572
| Biomass pellets | kWh/a | 1005.2042 | 310.8585 | 760.8778 | 328.7143
| Brown coal briquettes | kWh/a | 1237.1744 | 373.0302 | 959.8767 | 394.4572
| Liquefied Petroleum Gas (LPG) | kWh/a | 1005.2042 | 307.2013 | 779.8998 | 324.8471
| Fuel oil | kWh/a | 1005.2042 | 303.6292 | 779.8998 | 321.0698
| Natural gas | kWh/a | 946.0745 | 300.1392 | 717.1492 | 317.3794
| Direct-electricity system | kWh/a |  |  |  |  | Average | Average beneficial only
| Central heat pump | kWh/a | 277.5039 | 80.0617 | 191.2984 | 78.6612 | 564.4299 | #DIV/0!
Avoided heat losses, relative to total final energy DHW demand
| District heat | % p.a. | 3.565% | 3.171% | 0.7618% | 0.7854%
| Log wood | % p.a. | 3.565% | 3.171% | 0.7618% | 0.7854%
| Biomass pellets | % p.a. | 3.565% | 3.171% | 0.7618% | 0.7854%
| Brown coal briquettes | % p.a. | 3.565% | 3.171% | 0.7618% | 0.7854%
| Liquefied Petroleum Gas (LPG) | % p.a. | 3.565% | 3.171% | 0.7618% | 0.7854%
| Fuel oil | % p.a. | 3.565% | 3.171% | 0.7618% | 0.7854%
| Natural gas | % p.a. | 3.565% | 3.171% | 0.7618% | 0.7854%
| Direct-electricity system | % p.a.
| Central heat pump | % p.a. | 3.565% | 3.171% | 0.7618% | 0.7854% | Electricity
Individual implementation costs
Help | Parameter | Unit | Input Values |  | Input Values |  | Remark/Reference Value
| Building type |  | Single family house |  | Apartment house
| Thermal quality status of the building |  | unrefurbished | refurbished | unrefurbished | refurbished | SFH | AH
| Length of pipework to be insulated | m | 6 | 1 | 5 | 1
| Time to get informed on intervention type | hours | 2 | 2 |  | 0 | 1 to 2 | hours
| Time to search for materials & prices at DIY stores | hours | 2 | 2 | 1 | 1 | 1 to 2 | hours
| Total information and search time | hours | 4 | 4 | 1 | 1
| Total DIY implementation time | hours | 2 | 1.5 | 2 | 2 | 1 to 3 | hours |  | Cleaning, cutting and fitting the insultation
| Total info, collection and implementation time | hours | 6 | 5.5 | 3 | 3
| Opportunity costs of lost leisure time | €/h | 15 | 15 | 75 | 75 | 10-40 | 60-90 | €/h | depending on income, priorities, personal goals and the alternatives (e.g. overtime) available
| Total DIY costs | € | 90 | 82.5 | 225 | 225
| Insultation material costs | €/m | 10 | 10 | 12 | 12 | 2 to 10 | €/m
| Material costs | Euro | 60 | 10 | 60 | 12
| Total up-front investment | € | 150 | 92.5 | 285 | 237
| Maintenance and servicing costs, first year | €/year.flat | 0 | 0 | 0 | 0 | 0 | €/year
| Price escalation rate M&S costs | % p.a. | 2%
| Present value factor, private perspective | % p.a. | 19.2291 | 19.2291 | 19.2291 | 19.2291
| Maintenance and servicing costs, annuity | €/year | 0 | 0 | 0 | 0
| WACC, private | % p.a. | 4% | 4% | 4% | 4%
| Lifetime of the intervention | years | 25 | 25 | 25 | 25 | 20 to 30 | a
Energy Cost Savings, 1st year
| District heat | €/a.apartment | #VALUE! | #VALUE! | #VALUE! | #VALUE! | cost savings refer to DH working price component only
| Log wood | €/a.apartment | #VALUE! | #VALUE! | #VALUE! | #VALUE!
| Biomass pellets | €/a.apartment | #VALUE! | #VALUE! | #VALUE! | #VALUE!
| Brown coal briquettes | €/a.apartment | #VALUE! | #VALUE! | #VALUE! | #VALUE!
| Liquefied Petroleum Gas (LPG) | €/a.apartment | #VALUE! | #VALUE! | #VALUE! | #VALUE!
| Fuel oil | €/a.apartment | #VALUE! | #VALUE! | #VALUE! | #VALUE!
| Natural gas | €/a.apartment | #VALUE! | #VALUE! | #VALUE! | #VALUE!
| Direct-electricity system | €/a.apartment | [5 empty] | Average | Average beneficial only
| Central heat pump | €/a.apartment | #VALUE! | #VALUE! | #VALUE! | #VALUE! | #VALUE! | #VALUE! | #DIV/0!
| Energy Cost Savings, annuity | [5 empty] | Present value factor, private perspective
| District heat | €/a.apartment | #VALUE! | #VALUE! | #VALUE! | #VALUE! | 20.3036
| Log wood | €/a.apartment | #VALUE! | #VALUE! | #VALUE! | #VALUE! | 19.2291
| Biomass pellets | €/a.apartment | #VALUE! | #VALUE! | #VALUE! | #VALUE! | 20.3036
| Brown coal briquettes | €/a.apartment | #VALUE! | #VALUE! | #VALUE! | #VALUE! | 20.3036
| Liquefied Petroleum Gas (LPG) | €/a.apartment | #VALUE! | #VALUE! | #VALUE! | #VALUE! | 20.3036
| Fuel oil | €/a.apartment | #VALUE! | #VALUE! | #VALUE! | #VALUE! | 20.3036
| Natural gas | €/a.apartment | #VALUE! | #VALUE! | #VALUE! | #VALUE! | 21.2211
| Direct-electricity system | €/a.apartment
| Central heat pump | €/a.apartment | #VALUE! | #VALUE! | #VALUE! | #VALUE! | 20.3036
Results per home
Help | Parameter | Unit | Input Values |  | Input Values |  | Remark/Reference Value
| Building type |  | Single family house |  | Apartment house
| Thermal quality status of the building |  | unrefurbished | refurbished | unrefurbished | refurbished
| Static pay-back time | [5 empty] | Intervention is beneficial
| District heat | years | #VALUE! | #VALUE! | #VALUE! | #VALUE! | #VALUE! | #VALUE! | #VALUE! | #VALUE!
| Log wood | years | #VALUE! | #VALUE! | #VALUE! | #VALUE! | #VALUE! | #VALUE! | #VALUE! | #VALUE!
| Biomass pellets | years | #VALUE! | #VALUE! | #VALUE! | #VALUE! | #VALUE! | #VALUE! | #VALUE! | #VALUE!
| Brown coal briquettes | years | #VALUE! | #VALUE! | #VALUE! | #VALUE! | #VALUE! | #VALUE! | #VALUE! | #VALUE!
| Liquefied Petroleum Gas (LPG) | years | #VALUE! | #VALUE! | #VALUE! | #VALUE! | #VALUE! | #VALUE! | #VALUE! | #VALUE!
| Fuel oil | years | #VALUE! | #VALUE! | #VALUE! | #VALUE! | #VALUE! | #VALUE! | #VALUE! | #VALUE!
| Natural gas | years | #VALUE! | #VALUE! | #VALUE! | #VALUE! | #VALUE! | #VALUE! | #VALUE! | #VALUE!
| Direct-electricity system | years | [9 empty] | unrefurbished | refurbished
| Central heat pump | years | #VALUE! | #VALUE! | #VALUE! | #VALUE! | #VALUE! | #VALUE! | #VALUE! | #VALUE! |  | yes | yes
| Dynamic pay-back time | [5 empty] | Intervention is beneficial
| District heat | years | #VALUE! | #VALUE! | #VALUE! | #VALUE! | #VALUE! | #VALUE! | #VALUE! | #VALUE!
| Log wood | years | #VALUE! | #VALUE! | #VALUE! | #VALUE! | #VALUE! | #VALUE! | #VALUE! | #VALUE!
| Biomass pellets | years | #VALUE! | #VALUE! | #VALUE! | #VALUE! | #VALUE! | #VALUE! | #VALUE! | #VALUE!
| Brown coal briquettes | years | #VALUE! | #VALUE! | #VALUE! | #VALUE! | #VALUE! | #VALUE! | #VALUE! | #VALUE!
| Liquefied Petroleum Gas (LPG) | years | #VALUE! | #VALUE! | #VALUE! | #VALUE! | #VALUE! | #VALUE! | #VALUE! | #VALUE!
| Fuel oil | years | #VALUE! | #VALUE! | #VALUE! | #VALUE! | #VALUE! | #VALUE! | #VALUE! | #VALUE!
| Natural gas | years | #VALUE! | #VALUE! | #VALUE! | #VALUE! | #VALUE! | #VALUE! | #VALUE! | #VALUE!
| Direct-electricity system | years
| Central heat pump | years | #VALUE! | #VALUE! | #VALUE! | #VALUE! | #VALUE! | #VALUE! | #VALUE! | #VALUE!
| Avoided greenhouse gas emissions | [5 empty] | Avoided SO2 polutant emissions | [7 empty] | Avoided NOx polutant emissions | [5 empty] | Avoided PM polutant emissions | [5 empty] | Avoided NMVOC polutant emissions
| District heat | t CO2e p.a. | #VALUE! | #VALUE! | #VALUE! | #VALUE! | District heat |  | t SO2 p.a. | #DIV/0! | #DIV/0! | #DIV/0! | #DIV/0! |  | District heat | t NOx p.a. | #DIV/0! | #DIV/0! | #DIV/0! | #DIV/0! | District heat | t PM p.a. | #DIV/0! | #DIV/0! | #DIV/0! | #DIV/0! | District heat | t NMVOC p.a. | #DIV/0! | #DIV/0! | #DIV/0! | #DIV/0!
| Log wood | t CO2e p.a. | 0 | 0 | 0 | 0 | Log wood |  | t SO2 p.a. | 2.4743e-05 | 7.4606e-06 | 1.8624e-05 | 7.8891e-06 |  | Log wood | t NOx p.a. | 0.00038352 | 0.00011564 | 0.00028868 | 0.00012228 | Log wood | t PM p.a. | 8.6602e-05 | 2.6112e-05 | 6.5186e-05 | 2.7612e-05 | Log wood | t NMVOC p.a. | 1.2372e-05 | 3.7303e-06 | 9.3122e-06 | 3.9446e-06
| Biomass pellets | t CO2e p.a. | 0 | 0 | 0 | 0 | Biomass pellets |  | t SO2 p.a. | 2.0104e-05 | 6.2172e-06 | 1.5218e-05 | 6.5743e-06 |  | Biomass pellets | t NOx p.a. | 0.00031161 | 9.6366e-05 | 0.00023587 | 0.0001019 | Biomass pellets | t PM p.a. | 7.0364e-05 | 2.176e-05 | 5.3261e-05 | 2.301e-05 | Biomass pellets | t NMVOC p.a. | 1.0052e-05 | 3.1086e-06 | 7.6088e-06 | 3.2871e-06
| Brown coal briquettes | t CO2e p.a. | 0.4632 | 0.13966 | 0.35938 | 0.14768 | Brown coal briquettes |  | t SO2 p.a. | 0.00023506 | 7.0876e-05 | 0.00018238 | 7.4947e-05 |  | Brown coal briquettes | t NOx p.a. | 0.00034641 | 0.00010445 | 0.00026877 | 0.00011045 | Brown coal briquettes | t PM p.a. | 1.2372e-05 | 3.7303e-06 | 9.5988e-06 | 3.9446e-06 | Brown coal briquettes | t NMVOC p.a. | 1.2372e-05 | 3.7303e-06 | 9.5988e-06 | 3.9446e-06
| Liquefied Petroleum Gas (LPG) | t CO2e p.a. | 0.2316 | 0.070779 | 0.17969 | 0.074845 | Liquefied Petroleum Gas (LPG) |  | t SO2 p.a. | 0.00018094 | 5.5296e-05 | 0.00014038 | 5.8472e-05 |  | Liquefied Petroleum Gas (LPG) | t NOx p.a. | 0.00070364 | 0.00021504 | 0.00054593 | 0.00022739 | Liquefied Petroleum Gas (LPG) | t PM p.a. | 1.0052e-05 | 3.072e-06 | 7.799e-06 | 3.2485e-06 | Liquefied Petroleum Gas (LPG) | t NMVOC p.a. | 1.0052e-05 | 3.072e-06 | 7.799e-06 | 3.2485e-06
| Fuel oil | t CO2e p.a. | 0.28226 | 0.085259 | 0.219 | 0.090156 | Fuel oil |  | t SO2 p.a. | 0.00018094 | 5.4653e-05 | 0.00014038 | 5.7793e-05 |  | Fuel oil | t NOx p.a. | 0.00070364 | 0.00021254 | 0.00054593 | 0.00022475 | Fuel oil | t PM p.a. | 1.0052e-05 | 3.0363e-06 | 7.799e-06 | 3.2107e-06 | Fuel oil | t NMVOC p.a. | 1.0052e-05 | 3.0363e-06 | 7.799e-06 | 3.2107e-06
| Natural gas | t CO2e p.a. | 0.18937 | 0.060076 | 0.14354 | 0.063527 | Natural gas |  | t SO2 p.a. | 0 | 0 | 0 | 0 |  | Natural gas | t NOx p.a. | 0.00012299 | 3.9018e-05 | 9.3229e-05 | 4.1259e-05 | Natural gas | t PM p.a. | 0 | 0 | 0 | 0 | Natural gas | t NMVOC p.a. | 0 | 0 | 0 | 0
| Direct-electricity system | t CO2e p.a. |  |  |  |  | Direct-electricity system |  | t SO2 p.a. | [5 empty] | Direct-electricity system | t NOx p.a. |  |  |  |  | Direct-electricity system | t PM p.a. |  |  |  |  | Direct-electricity system | t NMVOC p.a.
| Central heat pump | t CO2e p.a. | #N/A | #N/A | #N/A | #N/A | Central heat pump |  | t SO2 p.a. | #DIV/0! | #DIV/0! | #DIV/0! | #DIV/0! |  | Central heat pump | t NOx p.a. | #DIV/0! | #DIV/0! | #DIV/0! | #DIV/0! | Central heat pump | t PM p.a. | #DIV/0! | #DIV/0! | #DIV/0! | #DIV/0! | Central heat pump | t NMVOC p.a. | #DIV/0! | #DIV/0! | #DIV/0! | #DIV/0!
| Avoided social costs of GHG-emissions (net present values) | [5 empty] | Avoided social health costs of SO2-emissions (net present values) | [7 empty] | Avoided social health costs of NOx-emissions (net present values) | [5 empty] | Avoided social health costs of PM-emissions (net present values) | [5 empty] | Avoided social health costs of NMVOC-emissions (net present values)
| District heat | €/a.home | #VALUE! | #VALUE! | #VALUE! | #VALUE! | District heat |  | €/a.home | #DIV/0! | #DIV/0! | #DIV/0! | #DIV/0! |  | District heat | €/a.home | #DIV/0! | #DIV/0! | #DIV/0! | #DIV/0! | District heat | €/a.home | #DIV/0! | #DIV/0! | #DIV/0! | #DIV/0! | District heat | €/a.home | #DIV/0! | #DIV/0! | #DIV/0! | #DIV/0!
| Log wood | €/a.home | 0 | 0 | 0 | 0 | Log wood |  | €/a.home | 0.43321 | 0.13062 | 0.32607 | 0.13812 |  | Log wood | €/a.home | 5.8687 | 1.7695 | 4.4174 | 1.8712 | Log wood | €/a.home | 2.6385 | 0.79554 | 1.986 | 0.84124 | Log wood | €/a.home | 0.020466 | 0.0061709 | 0.015405 | 0.0065253
| Biomass pellets | €/a.home | 0 | 0 | 0 | 0 | Biomass pellets |  | €/a.home | 0.35198 | 0.10885 | 0.26643 | 0.1151 |  | Biomass pellets | €/a.home | 4.7684 | 1.4746 | 3.6093 | 1.5593 | Biomass pellets | €/a.home | 2.1438 | 0.66295 | 1.6227 | 0.70103 | Biomass pellets | €/a.home | 0.016629 | 0.0051424 | 0.012587 | 0.0054378
| Brown coal briquettes | €/a.home | 144.2 | 43.4789 | 111.8793 | 45.9763 | Brown coal briquettes |  | €/a.home | 4.1154 | 1.2409 | 3.193 | 1.3122 |  | Brown coal briquettes | €/a.home | 5.3008 | 1.5983 | 4.1127 | 1.6901 | Brown coal briquettes | €/a.home | 0.37692 | 0.11365 | 0.29244 | 0.12018 | Brown coal briquettes | €/a.home | 0.020466 | 0.0061709 | 0.015879 | 0.0065253
| Liquefied Petroleum Gas (LPG) | €/a.home | 72.1 | 22.0346 | 55.9397 | 23.3002 | Liquefied Petroleum Gas (LPG) |  | €/a.home | 3.1678 | 0.96812 | 2.4578 | 1.0237 |  | Liquefied Petroleum Gas (LPG) | €/a.home | 10.7672 | 3.2906 | 8.3539 | 3.4796 | Liquefied Petroleum Gas (LPG) | €/a.home | 0.30625 | 0.093593 | 0.23761 | 0.098969 | Liquefied Petroleum Gas (LPG) | €/a.home | 0.016629 | 0.0050819 | 0.012902 | 0.0053738
| Fuel oil | €/a.home | 87.8719 | 26.5423 | 68.1765 | 28.067 | Fuel oil |  | €/a.home | 3.1678 | 0.95686 | 2.4578 | 1.0118 |  | Fuel oil | €/a.home | 10.7672 | 3.2523 | 8.3539 | 3.4391 | Fuel oil | €/a.home | 0.30625 | 0.092505 | 0.23761 | 0.097819 | Fuel oil | €/a.home | 0.016629 | 0.0050228 | 0.012902 | 0.0053113
| Natural gas | €/a.home | 58.9524 | 18.7025 | 44.6874 | 19.7767 | Natural gas |  | €/a.home | 0 | 0 | 0 | 0 |  | Natural gas | €/a.home | 1.882 | 0.59706 | 1.4266 | 0.63136 | Natural gas | €/a.home | 0 | 0 | 0 | 0 | Natural gas | €/a.home | 0 | 0 | 0 | 0
| Direct-electricity system | €/a.home |  |  |  |  | Direct-electricity system |  | €/a.home | [5 empty] | Direct-electricity system | €/a.home |  |  |  |  | Direct-electricity system | €/a.home |  |  |  |  | Direct-electricity system | €/a.home
| Central heat pump | €/a.home | #N/A | #N/A | #N/A | #N/A | Central heat pump |  | €/a.home | #DIV/0! | #DIV/0! | #DIV/0! | #DIV/0! |  | Central heat pump | €/a.home | #DIV/0! | #DIV/0! | #DIV/0! | #DIV/0! | Central heat pump | €/a.home | #DIV/0! | #DIV/0! | #DIV/0! | #DIV/0! | Central heat pump | €/a.home | #DIV/0! | #DIV/0! | #DIV/0! | #DIV/0!
| Social discount rate | % p.a. | 3%
| Avoided social health costs of other air pollutant emissions (net present values) | [5 empty] | Present value factor, social/public perspective
| District heat | €/a.home | #DIV/0! | #DIV/0! | #DIV/0! | #DIV/0! | 22.9092
| Log wood | €/a.home | 8.9609 | 2.7019 | 6.7449 | 2.8571 | 21.6437
| Biomass pellets | €/a.home | 7.2807 | 2.2516 | 5.5111 | 2.3809 | 22.9092
| Brown coal briquettes | €/a.home | 9.8136 | 2.959 | 7.614 | 3.129 | 22.9092
| Liquefied Petroleum Gas (LPG) | €/a.home | 14.2579 | 4.3574 | 11.0622 | 4.6077 | 22.9092
| Fuel oil | €/a.home | 14.2579 | 4.3067 | 11.0622 | 4.5541 | 22.9092
| Natural gas | €/a.home | 1.882 | 0.59706 | 1.4266 | 0.63136 | 23.9912
| Direct-electricity system | €/a.home |  |  |  |  | 22.9092
| Central heat pump | €/a.home | #DIV/0! | #DIV/0! | #DIV/0! | #DIV/0! | 22.9092
Overview of apartements with Reduction of DHW distribution losses
Help | Parameter | Unit | Input Values |  | Input Values |  | Remark/Reference Value
| Building type |  | Single family house |  | Apartment house
| Thermal quality status of the building |  | unrefurbished | refurbished | unrefurbished | refurbished
| District heat | nr of flats | 0 | 0 | 0 | 0
| Log wood | nr of flats | 0 | 0 | 0 | 0
| Biomass pellets | nr of flats | 0 | 0 | 0 | 0
| Brown coal briquettes | nr of flats | 0 | 0 | 0 | 0
| Liquefied Petroleum Gas (LPG) | nr of flats | 0 | 0 | 0 | 0
| Fuel oil | nr of flats | 0 | 0 | 0 | 0
| Natural gas | nr of flats | 0 | 0 | 0 | 0
| Direct-electricity system | nr of flats
| Central heat pump | nr of flats | 0 | 0 | 0 | 0
Total investment of participating households
| District heat | € | 0 | 0 | 0 | 0
| Log wood | € | 0 | 0 | 0 | 0
| Biomass pellets | € | 0 | 0 | 0 | 0
| Brown coal briquettes | € | 0 | 0 | 0 | 0
| Liquefied Petroleum Gas (LPG) | € | 0 | 0 | 0 | 0
| Fuel oil | € | 0 | 0 | 0 | 0
| Natural gas | € | 0 | 0 | 0 | 0
| Direct-electricity system | € | 0 | 0 | 0 | 0
| Central heat pump | € | 0 | 0 | 0 | 0
| Total | € | 0 | 0 | 0 | 0 | 0
Total final energy savings during lifetime
| District heat | kWh | 0 | 0 | 0 | 0
| Log wood | kWh | 0 | 0 | 0 | 0
| Biomass pellets | kWh | 0 | 0 | 0 | 0
| Brown coal briquettes | kWh | 0 | 0 | 0 | 0
| Liquefied Petroleum Gas (LPG) | kWh | 0 | 0 | 0 | 0
| Fuel oil | kWh | 0 | 0 | 0 | 0
| Natural gas | kWh | 0 | 0 | 0 | 0
| Direct-electricity system | kWh
| Central heat pump | kWh | 0 | 0 | 0 | 0
| Total | kWh | 0 | 0 | 0 | 0 | 0
Energy Cost Savings during lifetime, net present value
| District heat | € | #VALUE! | #VALUE! | #VALUE! | #VALUE!
| Log wood | € | #VALUE! | #VALUE! | #VALUE! | #VALUE!
| Biomass pellets | € | #VALUE! | #VALUE! | #VALUE! | #VALUE!
| Brown coal briquettes | € | #VALUE! | #VALUE! | #VALUE! | #VALUE!
| Liquefied Petroleum Gas (LPG) | € | #VALUE! | #VALUE! | #VALUE! | #VALUE!
| Fuel oil | € | #VALUE! | #VALUE! | #VALUE! | #VALUE!
| Natural gas | € | #VALUE! | #VALUE! | #VALUE! | #VALUE!
| Direct-electricity system | € | [6 empty] | Average
| Central heat pump | € | #VALUE! | #VALUE! | #VALUE! | #VALUE! |  |  | #VALUE!
| Total | € | #VALUE! | #VALUE! | #VALUE! | #VALUE! | #VALUE!
Avoided greenhouse gas emissions
| District heat | t CO2e p.a. | #VALUE! | #VALUE! | #VALUE! | #VALUE!
| Log wood | t CO2e p.a. | 0 | 0 | 0 | 0
| Biomass pellets | t CO2e p.a. | 0 | 0 | 0 | 0
| Brown coal briquettes | t CO2e p.a. | 0 | 0 | 0 | 0
| Liquefied Petroleum Gas (LPG) | t CO2e p.a. | 0 | 0 | 0 | 0
| Fuel oil | t CO2e p.a. | 0 | 0 | 0 | 0
| Natural gas | t CO2e p.a. | 0 | 0 | 0 | 0
| Direct-electricity system | t CO2e p.a.
| Central heat pump | t CO2e p.a. | #N/A | #N/A | #N/A | #N/A
| Total | t CO2e p.a. | #VALUE! | #VALUE! | #VALUE! | #VALUE! | #VALUE!
Total avoided greenhouse gas emissions during lifetime
| District heat | t CO2e | #VALUE! | #VALUE! | #VALUE! | #VALUE!
| Log wood | t CO2e | 0 | 0 | 0 | 0
| Biomass pellets | t CO2e | 0 | 0 | 0 | 0
| Brown coal briquettes | t CO2e | 0 | 0 | 0 | 0
| Liquefied Petroleum Gas (LPG) | t CO2e | 0 | 0 | 0 | 0
| Fuel oil | t CO2e | 0 | 0 | 0 | 0
| Natural gas | t CO2e | 0 | 0 | 0 | 0
| Direct-electricity system | t CO2e
| Central heat pump | t CO2e | #N/A | #N/A | #N/A | #N/A
| Total | t CO2e | #VALUE! | #VALUE! | #VALUE! | #VALUE! | #VALUE!
Avoided social costs of GHG-emissions (net present values)
| District heat | €/a | #VALUE! | #VALUE! | #VALUE! | #VALUE!
| Log wood | €/a | 0 | 0 | 0 | 0
| Biomass pellets | €/a | 0 | 0 | 0 | 0
| Brown coal briquettes | €/a | 0 | 0 | 0 | 0
| Liquefied Petroleum Gas (LPG) | €/a | 0 | 0 | 0 | 0
| Fuel oil | €/a | 0 | 0 | 0 | 0
| Natural gas | €/a | 0 | 0 | 0 | 0
| Direct-electricity system | €/a
| Central heat pump | €/a | #N/A | #N/A | #N/A | #N/A
| Total | €/a | #VALUE! | #VALUE! | #VALUE! | #VALUE! | #VALUE!
Avoided social costs of GHG-emissions during lifetime (net present values)
| District heat | € | #VALUE! | #VALUE! | #VALUE! | #VALUE!
| Log wood | € | 0 | 0 | 0 | 0
| Biomass pellets | € | 0 | 0 | 0 | 0
| Brown coal briquettes | € | 0 | 0 | 0 | 0
| Liquefied Petroleum Gas (LPG) | € | 0 | 0 | 0 | 0
| Fuel oil | € | 0 | 0 | 0 | 0
| Natural gas | € | 0 | 0 | 0 | 0
| Direct-electricity system | €
| Central heat pump | € | #N/A | #N/A | #N/A | #N/A
| Total | € | #VALUE! | #VALUE! | #VALUE! | #VALUE! | #VALUE!
Avoided other air pollutant emissions (SO2, NOx, PM, NMVOC)
| District heat | t p.a. | #DIV/0! | #DIV/0! | #DIV/0! | #DIV/0!
| Log wood | t p.a. | 0 | 0 | 0 | 0
| Biomass pellets | t p.a. | 0 | 0 | 0 | 0
| Brown coal briquettes | t p.a. | 0 | 0 | 0 | 0
| Liquefied Petroleum Gas (LPG) | t p.a. | 0 | 0 | 0 | 0
| Fuel oil | t p.a. | 0 | 0 | 0 | 0
| Natural gas | t p.a. | 0 | 0 | 0 | 0
| Direct-electricity system | t p.a.
| Central heat pump | t p.a. | #DIV/0! | #DIV/0! | #DIV/0! | #DIV/0!
| Total | t p.a. | #DIV/0! | #DIV/0! | #DIV/0! | #DIV/0! | #DIV/0!
Avoided other air pollutant emissions (SO2, NOx, PM, NMVOC) during lifetime
| District heat | t | #DIV/0! | #DIV/0! | #DIV/0! | #DIV/0!
| Log wood | t | 0 | 0 | 0 | 0
| Biomass pellets | t | 0 | 0 | 0 | 0
| Brown coal briquettes | t | 0 | 0 | 0 | 0
| Liquefied Petroleum Gas (LPG) | t | 0 | 0 | 0 | 0
| Fuel oil | t | 0 | 0 | 0 | 0
| Natural gas | t | 0 | 0 | 0 | 0
| Direct-electricity system | t
| Central heat pump | t | #DIV/0! | #DIV/0! | #DIV/0! | #DIV/0!
| Total | t | #DIV/0! | #DIV/0! | #DIV/0! | #DIV/0! | #DIV/0!
Avoided social health costs of other air pollutant emissions (net present values)
| District heat | €/a | #DIV/0! | #DIV/0! | #DIV/0! | #DIV/0!
| Log wood | €/a | 0 | 0 | 0 | 0
| Biomass pellets | €/a | 0 | 0 | 0 | 0
| Brown coal briquettes | €/a | 0 | 0 | 0 | 0
| Liquefied Petroleum Gas (LPG) | €/a | 0 | 0 | 0 | 0
| Fuel oil | €/a | 0 | 0 | 0 | 0
| Natural gas | €/a | 0 | 0 | 0 | 0
| Direct-electricity system | €/a
| Central heat pump | €/a | #DIV/0! | #DIV/0! | #DIV/0! | #DIV/0!
| Total | €/a | #DIV/0! | #DIV/0! | #DIV/0! | #DIV/0! | #DIV/0!
Avoided social health costs of other air pollutant emissions during lifetime (net present value)
| District heat | € | #DIV/0! | #DIV/0! | #DIV/0! | #DIV/0!
| Log wood | € | 0 | 0 | 0 | 0
| Biomass pellets | € | 0 | 0 | 0 | 0
| Brown coal briquettes | € | 0 | 0 | 0 | 0
| Liquefied Petroleum Gas (LPG) | € | 0 | 0 | 0 | 0
| Fuel oil | € | 0 | 0 | 0 | 0
| Natural gas | € | 0 | 0 | 0 | 0
| Direct-electricity system | €
| Central heat pump | € | #DIV/0! | #DIV/0! | #DIV/0! | #DIV/0!
| Total | € | #DIV/0! | #DIV/0! | #DIV/0! | #DIV/0! | #DIV/0!
Note on E13: [Kommentarthread] Ihre Version von Excel gestattet Ihnen das Lesen dieses Kommentarthreads. Jegliche Bearbeitungen daran werden jedoch entfernt, wenn die Datei in einer neueren Version von Excel geöffnet wird. Weitere Informationen: https://go.microsoft.com/fwlink/?linkid=870924. Kommentar: Estimation As 20 m of pipe diameter 25 mm without insulation lead to 30 W/m heat loss With 70°C flow and 15°C cellar temperature
Note on H18: [Kommentarthread] Ihre Version von Excel gestattet Ihnen das Lesen dieses Kommentarthreads. Jegliche Bearbeitungen daran werden jedoch entfernt, wenn die Datei in einer neueren Version von Excel geöffnet wird. Weitere Informationen: https://go.microsoft.com/fwlink/?linkid=870924. Kommentar: Decentral DHW distribution
Note on H28: [Kommentarthread] Ihre Version von Excel gestattet Ihnen das Lesen dieses Kommentarthreads. Jegliche Bearbeitungen daran werden jedoch entfernt, wenn die Datei in einer neueren Version von Excel geöffnet wird. Weitere Informationen: https://go.microsoft.com/fwlink/?linkid=870924. Kommentar: Decentral DHW distribution

## DHW_shower vs. bath (hidden)
| SaveEnergyTogether | Cost Benefit Assessement Tool for assessing local and over-regional energy saving campaigns
Domestic hot water consumption reduction - Showering instead of bathing
Help | Parameter | Unit | Input Values |  | Input Values |  |  | Remark/Reference Value
| Building type |  | Single family house |  | Apartment house
| Thermal quality status of the building |  | unrefurbished | refurbished | unrefurbished | refurbished
Reduction of Final energy consumption, relative to average consumption
| Showering instead of bathing | % | 25 | savings | 0.435 | l/person.day | normally | 3 | l/person.day |  | nr. of bathes | 10.95 | #/p.yr | savings | 58 | litre/p.bath
Reduction of useful energy consumption, absolute
| Showering instead of bathing | kWh/a | 23.6359 | 23.6359 | 17.7269 | 17.7269
| WACC, private | % p.a. | 4% | 4% | 4% | 4%
| Lifetime of the intervention | years | 3 | 3 | 3 | 3
Results per home
Help | Parameter | Unit | Input Values |  | Input Values |  |  | Remark/Reference Value
| Building type |  | Single family house |  | Apartment house
| Thermal quality status of the building |  | unrefurbished | refurbished | unrefurbished | refurbished
Final Energy Savings
| District heat | kWh/a | 37.0377 | 36.6597 | 41.4846 | 41.0613
| Log wood | kWh/a | 55.2716 | 51.3236 | 60.0598 | 57.4858
| Biomass pellets | kWh/a | 44.9082 | 42.7697 | 49.0733 | 47.9049
| Brown coal briquettes | kWh/a | 55.2716 | 51.3236 | 61.9078 | 57.4858
| Liquefied Petroleum Gas (LPG) | kWh/a | 44.9082 | 42.2665 | 50.3001 | 47.3413
| Fuel oil | kWh/a | 44.9082 | 41.775 | 50.3001 | 46.7908
| Natural gas | kWh/a | 42.2665 | 41.2949 | 46.253 | 46.253
| Direct-electricity system | kWh/a | 23.6359 | 23.6359 | 17.7269 | 17.7269 |  | Average
| Central heat pump | kWh/a | 12.3977 | 11.0153 | 12.3379 | 11.4636 |  | 40.7119
Energy Cost Savings, 1st year
| District heat | €/a.apartment | #VALUE! | #VALUE! | #VALUE! | #VALUE! |  | cost savings refer to DH working price component only
| Log wood | €/a.apartment | #VALUE! | #VALUE! | #VALUE! | #VALUE!
| Biomass pellets | €/a.apartment | #VALUE! | #VALUE! | #VALUE! | #VALUE!
| Brown coal briquettes | €/a.apartment | #VALUE! | #VALUE! | #VALUE! | #VALUE!
| Liquefied Petroleum Gas (LPG) | €/a.apartment | #VALUE! | #VALUE! | #VALUE! | #VALUE!
| Fuel oil | €/a.apartment | #VALUE! | #VALUE! | #VALUE! | #VALUE!
| Natural gas | €/a.apartment | #VALUE! | #VALUE! | #VALUE! | #VALUE!
| Direct-electricity system | €/a.apartment | #VALUE! | #VALUE! | #VALUE! | #VALUE! |  |  | Average
| Central heat pump | €/a.apartment | #VALUE! | #VALUE! | #VALUE! | #VALUE! |  | #VALUE! | #VALUE!
| Energy Cost Savings, annuity | [6 empty] | Present value factor, private perspective
| District heat | €/a.apartment | #VALUE! | #VALUE! | #VALUE! | #VALUE! |  | 2.8432
| Log wood | €/a.apartment | #VALUE! | #VALUE! | #VALUE! | #VALUE! |  | 2.8295
| Biomass pellets | €/a.apartment | #VALUE! | #VALUE! | #VALUE! | #VALUE! |  | 2.8432
| Brown coal briquettes | €/a.apartment | #VALUE! | #VALUE! | #VALUE! | #VALUE! |  | 2.8432
| Liquefied Petroleum Gas (LPG) | €/a.apartment | #VALUE! | #VALUE! | #VALUE! | #VALUE! |  | 2.8432
| Fuel oil | €/a.apartment | #VALUE! | #VALUE! | #VALUE! | #VALUE! |  | 2.8432
| Natural gas | €/a.apartment | #VALUE! | #VALUE! | #VALUE! | #VALUE! |  | 2.8542
| Direct-electricity system | €/a.apartment | #VALUE! | #VALUE! | #VALUE! | #VALUE! |  | 2.8432
| Central heat pump | €/a.apartment | #VALUE! | #VALUE! | #VALUE! | #VALUE! |  | 2.8432
| Avoided greenhouse gas emissions | [6 empty] | Avoided SO2 polutant emissions | [7 empty] | Avoided NOx polutant emissions | [5 empty] | Avoided PM polutant emissions | [5 empty] | Avoided NMVOC polutant emissions
| District heat | t CO2e p.a. | #VALUE! | #VALUE! | #VALUE! | #VALUE! |  | District heat |  | t SO2 p.a. | #DIV/0! | #DIV/0! | #DIV/0! | #DIV/0! |  | District heat | t NOx p.a. | #DIV/0! | #DIV/0! | #DIV/0! | #DIV/0! | District heat | t PM p.a. | #DIV/0! | #DIV/0! | #DIV/0! | #DIV/0! | District heat | t NMVOC p.a. | #DIV/0! | #DIV/0! | #DIV/0! | #DIV/0!
| Log wood | t CO2e p.a. | 0 | 0 | 0 | 0 |  | Log wood |  | t SO2 p.a. | 1.1054e-06 | 1.0265e-06 | 1.2012e-06 | 1.1497e-06 |  | Log wood | t NOx p.a. | 1.7134e-05 | 1.591e-05 | 1.8619e-05 | 1.7821e-05 | Log wood | t PM p.a. | 3.869e-06 | 3.5927e-06 | 4.2042e-06 | 4.024e-06 | Log wood | t NMVOC p.a. | 5.5272e-07 | 5.1324e-07 | 6.006e-07 | 5.7486e-07
| Biomass pellets | t CO2e p.a. | 0 | 0 | 0 | 0 |  | Biomass pellets |  | t SO2 p.a. | 8.9816e-07 | 8.5539e-07 | 9.8147e-07 | 9.581e-07 |  | Biomass pellets | t NOx p.a. | 1.3922e-05 | 1.3259e-05 | 1.5213e-05 | 1.4851e-05 | Biomass pellets | t PM p.a. | 3.1436e-06 | 2.9939e-06 | 3.4351e-06 | 3.3533e-06 | Biomass pellets | t NMVOC p.a. | 4.4908e-07 | 4.277e-07 | 4.9073e-07 | 4.7905e-07
| Brown coal briquettes | t CO2e p.a. | 0.020694 | 0.019216 | 0.023178 | 0.021523 |  | Brown coal briquettes |  | t SO2 p.a. | 1.0502e-05 | 9.7515e-06 | 1.1762e-05 | 1.0922e-05 |  | Brown coal briquettes | t NOx p.a. | 1.5476e-05 | 1.4371e-05 | 1.7334e-05 | 1.6096e-05 | Brown coal briquettes | t PM p.a. | 5.5272e-07 | 5.1324e-07 | 6.1908e-07 | 5.7486e-07 | Brown coal briquettes | t NMVOC p.a. | 5.5272e-07 | 5.1324e-07 | 6.1908e-07 | 5.7486e-07
| Liquefied Petroleum Gas (LPG) | t CO2e p.a. | 0.010347 | 0.0097382 | 0.011589 | 0.010907 |  | Liquefied Petroleum Gas (LPG) |  | t SO2 p.a. | 8.0835e-06 | 7.608e-06 | 9.054e-06 | 8.5214e-06 |  | Liquefied Petroleum Gas (LPG) | t NOx p.a. | 3.1436e-05 | 2.9587e-05 | 3.521e-05 | 3.3139e-05 | Liquefied Petroleum Gas (LPG) | t PM p.a. | 4.4908e-07 | 4.2267e-07 | 5.03e-07 | 4.7341e-07 | Liquefied Petroleum Gas (LPG) | t NMVOC p.a. | 4.4908e-07 | 4.2267e-07 | 5.03e-07 | 4.7341e-07
| Fuel oil | t CO2e p.a. | 0.01261 | 0.01173 | 0.014124 | 0.013139 |  | Fuel oil |  | t SO2 p.a. | 8.0835e-06 | 7.5195e-06 | 9.054e-06 | 8.4223e-06 |  | Fuel oil | t NOx p.a. | 3.1436e-05 | 2.9243e-05 | 3.521e-05 | 3.2754e-05 | Fuel oil | t PM p.a. | 4.4908e-07 | 4.1775e-07 | 5.03e-07 | 4.6791e-07 | Fuel oil | t NMVOC p.a. | 4.4908e-07 | 4.1775e-07 | 5.03e-07 | 4.6791e-07
| Natural gas | t CO2e p.a. | 0.0084601 | 0.0082656 | 0.009258 | 0.009258 |  | Natural gas |  | t SO2 p.a. | 0 | 0 | 0 | 0 |  | Natural gas | t NOx p.a. | 5.4946e-06 | 5.3683e-06 | 6.0129e-06 | 6.0129e-06 | Natural gas | t PM p.a. | 0 | 0 | 0 | 0 | Natural gas | t NMVOC p.a. | 0 | 0 | 0 | 0
| Direct-electricity system | t CO2e p.a. | #N/A | #N/A | #N/A | #N/A |  | Direct-electricity system |  | t SO2 p.a. | #DIV/0! | #DIV/0! | #DIV/0! | #DIV/0! |  | Direct-electricity system | t NOx p.a. | #DIV/0! | #DIV/0! | #DIV/0! | #DIV/0! | Direct-electricity system | t PM p.a. | #DIV/0! | #DIV/0! | #DIV/0! | #DIV/0! | Direct-electricity system | t NMVOC p.a. | #DIV/0! | #DIV/0! | #DIV/0! | #DIV/0!
| Central heat pump | t CO2e p.a. | #N/A | #N/A | #N/A | #N/A |  | Central heat pump |  | t SO2 p.a. | #DIV/0! | #DIV/0! | #DIV/0! | #DIV/0! |  | Central heat pump | t NOx p.a. | #DIV/0! | #DIV/0! | #DIV/0! | #DIV/0! | Central heat pump | t PM p.a. | #DIV/0! | #DIV/0! | #DIV/0! | #DIV/0! | Central heat pump | t NMVOC p.a. | #DIV/0! | #DIV/0! | #DIV/0! | #DIV/0!
| Avoided social costs of GHG-emissions (net present values) | [6 empty] | Avoided social health costs of SO2-emissions (net present values) | [7 empty] | Avoided social health costs of NOx-emissions (net present values) | [5 empty] | Avoided social health costs of PM-emissions (net present values) | [5 empty] | Avoided social health costs of NMVOC-emissions (net present values)
| District heat | €/a.home | #VALUE! | #VALUE! | #VALUE! | #VALUE! |  | District heat |  | €/a.home | #DIV/0! | #DIV/0! | #DIV/0! | #DIV/0! |  | District heat | €/a.home | #DIV/0! | #DIV/0! | #DIV/0! | #DIV/0! | District heat | €/a.home | #DIV/0! | #DIV/0! | #DIV/0! | #DIV/0! | District heat | €/a.home | #DIV/0! | #DIV/0! | #DIV/0! | #DIV/0!
| Log wood | €/a.home | 0 | 0 | 0 | 0 |  | Log wood |  | €/a.home | 0.021494 | 0.019958 | 0.023356 | 0.022355 |  | Log wood | €/a.home | 0.29118 | 0.27038 | 0.31641 | 0.30285 | Log wood | €/a.home | 0.13091 | 0.12156 | 0.14225 | 0.13615 | Log wood | €/a.home | 0.0010154 | 0.0009429 | 0.0011034 | 0.0010561
| Biomass pellets | €/a.home | 0 | 0 | 0 | 0 |  | Biomass pellets |  | €/a.home | 0.017464 | 0.016632 | 0.019083 | 0.018629 |  | Biomass pellets | €/a.home | 0.23658 | 0.22532 | 0.25853 | 0.25237 | Biomass pellets | €/a.home | 0.10636 | 0.1013 | 0.11623 | 0.11346 | Biomass pellets | €/a.home | 0.00082504 | 0.00078575 | 0.00090156 | 0.0008801
| Brown coal briquettes | €/a.home | 3.9925 | 3.7074 | 4.4719 | 4.1525 |  | Brown coal briquettes |  | €/a.home | 0.20419 | 0.18961 | 0.22871 | 0.21237 |  | Brown coal briquettes | €/a.home | 0.263 | 0.24422 | 0.29458 | 0.27354 | Brown coal briquettes | €/a.home | 0.018701 | 0.017365 | 0.020947 | 0.01945 | Brown coal briquettes | €/a.home | 0.0010154 | 0.0009429 | 0.0011374 | 0.0010561
| Liquefied Petroleum Gas (LPG) | €/a.home | 1.9963 | 1.8788 | 2.236 | 2.1044 |  | Liquefied Petroleum Gas (LPG) |  | €/a.home | 0.15717 | 0.14793 | 0.17604 | 0.16569 |  | Liquefied Petroleum Gas (LPG) | €/a.home | 0.53422 | 0.5028 | 0.59837 | 0.56317 | Liquefied Petroleum Gas (LPG) | €/a.home | 0.015195 | 0.014301 | 0.017019 | 0.016018 | Liquefied Petroleum Gas (LPG) | €/a.home | 0.00082504 | 0.00077651 | 0.0009241 | 0.00086974
| Fuel oil | €/a.home | 2.433 | 2.2632 | 2.7251 | 2.5349 |  | Fuel oil |  | €/a.home | 0.15717 | 0.14621 | 0.17604 | 0.16376 |  | Fuel oil | €/a.home | 0.53422 | 0.49695 | 0.59837 | 0.55662 | Fuel oil | €/a.home | 0.015195 | 0.014135 | 0.017019 | 0.015832 | Fuel oil | €/a.home | 0.00082504 | 0.00076748 | 0.0009241 | 0.00085963
| Natural gas | €/a.home | 1.6322 | 1.5947 | 1.7862 | 1.7862 |  | Natural gas |  | €/a.home | 0 | 0 | 0 | 0 |  | Natural gas | €/a.home | 0.093377 | 0.09123 | 0.10218 | 0.10218 | Natural gas | €/a.home | 0 | 0 | 0 | 0 | Natural gas | €/a.home | 0 | 0 | 0 | 0
| Direct-electricity system | €/a.home | #N/A | #N/A | #N/A | #N/A |  | Direct-electricity system |  | €/a.home | #DIV/0! | #DIV/0! | #DIV/0! | #DIV/0! |  | Direct-electricity system | €/a.home | #DIV/0! | #DIV/0! | #DIV/0! | #DIV/0! | Direct-electricity system | €/a.home | #DIV/0! | #DIV/0! | #DIV/0! | #DIV/0! | Direct-electricity system | €/a.home | #DIV/0! | #DIV/0! | #DIV/0! | #DIV/0!
| Central heat pump | €/a.home | #N/A | #N/A | #N/A | #N/A |  | Central heat pump |  | €/a.home | #DIV/0! | #DIV/0! | #DIV/0! | #DIV/0! |  | Central heat pump | €/a.home | #DIV/0! | #DIV/0! | #DIV/0! | #DIV/0! | Central heat pump | €/a.home | #DIV/0! | #DIV/0! | #DIV/0! | #DIV/0! | Central heat pump | €/a.home | #DIV/0! | #DIV/0! | #DIV/0! | #DIV/0!
| Social discount rate | % p.a. | 3%
| Avoided social health costs of other air pollutant emissions (net present values) | [6 empty] | Present value factor, social/public perspective
| District heat | €/a.home | #DIV/0! | #DIV/0! | #DIV/0! | #DIV/0! |  | 2.8985
| Log wood | €/a.home | 0.4446 | 0.41284 | 0.48312 | 0.46241 |  | 2.8844
| Biomass pellets | €/a.home | 0.36124 | 0.34404 | 0.39474 | 0.38534 |  | 2.8985
| Brown coal briquettes | €/a.home | 0.48691 | 0.45213 | 0.54537 | 0.50642 |  | 2.8985
| Liquefied Petroleum Gas (LPG) | €/a.home | 0.70742 | 0.6658 | 0.79235 | 0.74574 |  | 2.8985
| Fuel oil | €/a.home | 0.70742 | 0.65806 | 0.79235 | 0.73707 |  | 2.8985
| Natural gas | €/a.home | 0.093377 | 0.09123 | 0.10218 | 0.10218 |  | 2.9098
| Direct-electricity system | €/a.home | #DIV/0! | #DIV/0! | #DIV/0! | #DIV/0! |  | 2.8985
| Central heat pump | €/a.home | #DIV/0! | #DIV/0! | #DIV/0! | #DIV/0! |  | 2.8985
Overview of apartements which do Showering instead of bathing
Help | Parameter | Unit | Input Values |  | Input Values |  |  | Remark/Reference Value
| Building type |  | Single family house |  | Apartment house
| Thermal quality status of the building |  | unrefurbished | refurbished | unrefurbished | refurbished
| District heat | nr of flats | 0 | 0 | 0 | 0
| Log wood | nr of flats | 0 | 0 | 0 | 0
| Biomass pellets | nr of flats | 0 | 0 | 0 | 0
| Brown coal briquettes | nr of flats | 0 | 0 | 0 | 0
| Liquefied Petroleum Gas (LPG) | nr of flats | 0 | 0 | 0 | 0
| Fuel oil | nr of flats | 0 | 0 | 0 | 0
| Natural gas | nr of flats | 0 | 0 | 0 | 0
| Direct-electricity system | nr of flats | 0 | 0 | 0 | 0
| Central heat pump | nr of flats | 0 | 0 | 0 | 0
Total final energy savings during lifetime
| District heat | kWh | 0 | 0 | 0 | 0
| Log wood | kWh | 0 | 0 | 0 | 0
| Biomass pellets | kWh | 0 | 0 | 0 | 0
| Brown coal briquettes | kWh | 0 | 0 | 0 | 0
| Liquefied Petroleum Gas (LPG) | kWh | 0 | 0 | 0 | 0
| Fuel oil | kWh | 0 | 0 | 0 | 0
| Natural gas | kWh | 0 | 0 | 0 | 0
| Direct-electricity system | kWh | 0 | 0 | 0 | 0
| Central heat pump | kWh | 0 | 0 | 0 | 0
| Total | kWh | 0 | 0 | 0 | 0 |  | 0
Energy Cost Savings over lifetime, net present value
| District heat | € | #VALUE! | #VALUE! | #VALUE! | #VALUE!
| Log wood | € | #VALUE! | #VALUE! | #VALUE! | #VALUE!
| Biomass pellets | € | #VALUE! | #VALUE! | #VALUE! | #VALUE!
| Brown coal briquettes | € | #VALUE! | #VALUE! | #VALUE! | #VALUE!
| Liquefied Petroleum Gas (LPG) | € | #VALUE! | #VALUE! | #VALUE! | #VALUE!
| Fuel oil | € | #VALUE! | #VALUE! | #VALUE! | #VALUE!
| Natural gas | € | #VALUE! | #VALUE! | #VALUE! | #VALUE!
| Direct-electricity system | € | #VALUE! | #VALUE! | #VALUE! | #VALUE!
| Central heat pump | € | #VALUE! | #VALUE! | #VALUE! | #VALUE!
| Total | € | #VALUE! | #VALUE! | #VALUE! | #VALUE! |  | #VALUE!
Avoided greenhouse gas emissions
| District heat | t CO2e p.a. | #VALUE! | #VALUE! | #VALUE! | #VALUE!
| Log wood | t CO2e p.a. | 0 | 0 | 0 | 0
| Biomass pellets | t CO2e p.a. | 0 | 0 | 0 | 0
| Brown coal briquettes | t CO2e p.a. | 0 | 0 | 0 | 0
| Liquefied Petroleum Gas (LPG) | t CO2e p.a. | 0 | 0 | 0 | 0
| Fuel oil | t CO2e p.a. | 0 | 0 | 0 | 0
| Natural gas | t CO2e p.a. | 0 | 0 | 0 | 0
| Direct-electricity system | t CO2e p.a. | #N/A | #N/A | #N/A | #N/A
| Central heat pump | t CO2e p.a. | #N/A | #N/A | #N/A | #N/A
| Total | t CO2e p.a. | #VALUE! | #VALUE! | #VALUE! | #VALUE! |  | #VALUE!
Total avoided greenhouse gas emissions during lifetime
| District heat | t CO2e | #VALUE! | #VALUE! | #VALUE! | #VALUE!
| Log wood | t CO2e | 0 | 0 | 0 | 0
| Biomass pellets | t CO2e | 0 | 0 | 0 | 0
| Brown coal briquettes | t CO2e | 0 | 0 | 0 | 0
| Liquefied Petroleum Gas (LPG) | t CO2e | 0 | 0 | 0 | 0
| Fuel oil | t CO2e | 0 | 0 | 0 | 0
| Natural gas | t CO2e | 0 | 0 | 0 | 0
| Direct-electricity system | t CO2e | #N/A | #N/A | #N/A | #N/A
| Central heat pump | t CO2e | #N/A | #N/A | #N/A | #N/A
| Total | t CO2e | #VALUE! | #VALUE! | #VALUE! | #VALUE! |  | #VALUE!
Avoided social costs of GHG-emissions (net present values)
| District heat | €/a | #VALUE! | #VALUE! | #VALUE! | #VALUE!
| Log wood | €/a | 0 | 0 | 0 | 0
| Biomass pellets | €/a | 0 | 0 | 0 | 0
| Brown coal briquettes | €/a | 0 | 0 | 0 | 0
| Liquefied Petroleum Gas (LPG) | €/a | 0 | 0 | 0 | 0
| Fuel oil | €/a | 0 | 0 | 0 | 0
| Natural gas | €/a | 0 | 0 | 0 | 0
| Direct-electricity system | €/a | #N/A | #N/A | #N/A | #N/A
| Central heat pump | €/a | #N/A | #N/A | #N/A | #N/A
| Total | €/a | #VALUE! | #VALUE! | #VALUE! | #VALUE! |  | #VALUE!
Avoided social costs of GHG-emissions during lifetime (net present values)
| District heat | € | #VALUE! | #VALUE! | #VALUE! | #VALUE!
| Log wood | € | 0 | 0 | 0 | 0
| Biomass pellets | € | 0 | 0 | 0 | 0
| Brown coal briquettes | € | 0 | 0 | 0 | 0
| Liquefied Petroleum Gas (LPG) | € | 0 | 0 | 0 | 0
| Fuel oil | € | 0 | 0 | 0 | 0
| Natural gas | € | 0 | 0 | 0 | 0
| Direct-electricity system | € | #N/A | #N/A | #N/A | #N/A
| Central heat pump | € | #N/A | #N/A | #N/A | #N/A
| Total | € | #VALUE! | #VALUE! | #VALUE! | #VALUE! |  | #VALUE!
Avoided other air pollutant emissions (SO2, NOx, PM, NMVOC)
| District heat | t p.a. | #DIV/0! | #DIV/0! | #DIV/0! | #DIV/0!
| Log wood | t p.a. | 0 | 0 | 0 | 0
| Biomass pellets | t p.a. | 0 | 0 | 0 | 0
| Brown coal briquettes | t p.a. | 0 | 0 | 0 | 0
| Liquefied Petroleum Gas (LPG) | t p.a. | 0 | 0 | 0 | 0
| Fuel oil | t p.a. | 0 | 0 | 0 | 0
| Natural gas | t p.a. | 0 | 0 | 0 | 0
| Direct-electricity system | t p.a. | #DIV/0! | #DIV/0! | #DIV/0! | #DIV/0!
| Central heat pump | t p.a. | #DIV/0! | #DIV/0! | #DIV/0! | #DIV/0!
| Total | t p.a. | #DIV/0! | #DIV/0! | #DIV/0! | #DIV/0! |  | #DIV/0!
Avoided other air pollutant emissions (SO2, NOx, PM, NMVOC) during lifetime
| District heat | t | #DIV/0! | #DIV/0! | #DIV/0! | #DIV/0!
| Log wood | t | 0 | 0 | 0 | 0
| Biomass pellets | t | 0 | 0 | 0 | 0
| Brown coal briquettes | t | 0 | 0 | 0 | 0
| Liquefied Petroleum Gas (LPG) | t | 0 | 0 | 0 | 0
| Fuel oil | t | 0 | 0 | 0 | 0
| Natural gas | t | 0 | 0 | 0 | 0
| Direct-electricity system | t | #DIV/0! | #DIV/0! | #DIV/0! | #DIV/0!
| Central heat pump | t | #DIV/0! | #DIV/0! | #DIV/0! | #DIV/0!
| Total | t | #DIV/0! | #DIV/0! | #DIV/0! | #DIV/0! |  | #DIV/0!
Avoided social health costs of other air pollutant emissions (net present values)
| District heat | €/a | #DIV/0! | #DIV/0! | #DIV/0! | #DIV/0!
| Log wood | €/a | 0 | 0 | 0 | 0
| Biomass pellets | €/a | 0 | 0 | 0 | 0
| Brown coal briquettes | €/a | 0 | 0 | 0 | 0
| Liquefied Petroleum Gas (LPG) | €/a | 0 | 0 | 0 | 0
| Fuel oil | €/a | 0 | 0 | 0 | 0
| Natural gas | €/a | 0 | 0 | 0 | 0
| Direct-electricity system | €/a | #DIV/0! | #DIV/0! | #DIV/0! | #DIV/0!
| Central heat pump | €/a | #DIV/0! | #DIV/0! | #DIV/0! | #DIV/0!
| Total | €/a | #DIV/0! | #DIV/0! | #DIV/0! | #DIV/0! |  | #DIV/0!
Avoided social health costs of other air pollutant emissions during lifetime (net present value)
| District heat | € | #DIV/0! | #DIV/0! | #DIV/0! | #DIV/0!
| Log wood | € | 0 | 0 | 0 | 0
| Biomass pellets | € | 0 | 0 | 0 | 0
| Brown coal briquettes | € | 0 | 0 | 0 | 0
| Liquefied Petroleum Gas (LPG) | € | 0 | 0 | 0 | 0
| Fuel oil | € | 0 | 0 | 0 | 0
| Natural gas | € | 0 | 0 | 0 | 0
| Direct-electricity system | € | #DIV/0! | #DIV/0! | #DIV/0! | #DIV/0!
| Central heat pump | € | #DIV/0! | #DIV/0! | #DIV/0! | #DIV/0!
| Total | € | #DIV/0! | #DIV/0! | #DIV/0! | #DIV/0! |  | #DIV/0!

## DHW_lowered shower-time (hidden)
| SaveEnergyTogether | Cost Benefit Assessement Tool for assessing local and over-regional energy saving campaigns
Domestic hot water consumption reduction - Lowered shower time
Help | Parameter | Unit | Input Values |  | Input Values |  |  | Remark/Reference Value
| Building type |  | Single family house |  | Apartment house
| Thermal quality status of the building |  | unrefurbished | refurbished | unrefurbished | refurbished
Reduction of Final energy consumption, relative to average consumption
| Reduction of showering time | % | 10 | savings | 4.2 | l/person.day | normally | 42 | l/person.day
Reduction of useful energy consumption, absolute
| Reduction of showering time | kWh/a | 228.2085 | 228.2085 | 171.1564 | 171.1564
| WACC, private | % p.a. | 4% | 4% | 4% | 4%
| Lifetime of the intervention | years | 3 | 3 | 3 | 3
Results per home
Help | Parameter | Unit | Input Values |  | Input Values |  |  | Remark/Reference Value
| Building type |  | Single family house |  | Apartment house
| Thermal quality status of the building |  | unrefurbished | refurbished | unrefurbished | refurbished
Final Energy Savings
| District heat | kWh/a | 357.6051 | 353.9561 | 400.5412 | 396.4541
| Log wood | kWh/a | 533.6568 | 495.5385 | 579.888 | 555.0357
| Biomass pellets | kWh/a | 433.5962 | 412.9487 | 473.811 | 462.5298
| Brown coal briquettes | kWh/a | 533.6568 | 495.5385 | 597.7308 | 555.0357
| Liquefied Petroleum Gas (LPG) | kWh/a | 433.5962 | 408.0905 | 485.6562 | 457.0882
| Fuel oil | kWh/a | 433.5962 | 403.3453 | 485.6562 | 451.7732
| Natural gas | kWh/a | 408.0905 | 398.7091 | 446.5805 | 446.5805
| Direct-electricity system | kWh/a | 228.2085 | 228.2085 | 171.1564 | 171.1564 |  | Average
| Central heat pump | kWh/a | 119.7017 | 106.355 | 119.1246 | 110.6832 |  | 393.08
Energy Cost Savings, 1st year
| District heat | €/a.apartment | #VALUE! | #VALUE! | #VALUE! | #VALUE! |  | cost savings refer to DH working price component only
| Log wood | €/a.apartment | #VALUE! | #VALUE! | #VALUE! | #VALUE!
| Biomass pellets | €/a.apartment | #VALUE! | #VALUE! | #VALUE! | #VALUE!
| Brown coal briquettes | €/a.apartment | #VALUE! | #VALUE! | #VALUE! | #VALUE!
| Liquefied Petroleum Gas (LPG) | €/a.apartment | #VALUE! | #VALUE! | #VALUE! | #VALUE!
| Fuel oil | €/a.apartment | #VALUE! | #VALUE! | #VALUE! | #VALUE!
| Natural gas | €/a.apartment | #VALUE! | #VALUE! | #VALUE! | #VALUE!
| Direct-electricity system | €/a.apartment | #VALUE! | #VALUE! | #VALUE! | #VALUE! |  |  | Average
| Central heat pump | €/a.apartment | #VALUE! | #VALUE! | #VALUE! | #VALUE! |  | #VALUE! | #VALUE!
| Energy Cost Savings, annuity | [6 empty] | Present value factor, private perspective
| District heat | €/a.apartment | #VALUE! | #VALUE! | #VALUE! | #VALUE! |  | 2.8432
| Log wood | €/a.apartment | #VALUE! | #VALUE! | #VALUE! | #VALUE! |  | 2.8295
| Biomass pellets | €/a.apartment | #VALUE! | #VALUE! | #VALUE! | #VALUE! |  | 2.8432
| Brown coal briquettes | €/a.apartment | #VALUE! | #VALUE! | #VALUE! | #VALUE! |  | 2.8432
| Liquefied Petroleum Gas (LPG) | €/a.apartment | #VALUE! | #VALUE! | #VALUE! | #VALUE! |  | 2.8432
| Fuel oil | €/a.apartment | #VALUE! | #VALUE! | #VALUE! | #VALUE! |  | 2.8432
| Natural gas | €/a.apartment | #VALUE! | #VALUE! | #VALUE! | #VALUE! |  | 2.8542
| Direct-electricity system | €/a.apartment | #VALUE! | #VALUE! | #VALUE! | #VALUE! |  | 2.8432
| Central heat pump | €/a.apartment | #VALUE! | #VALUE! | #VALUE! | #VALUE! |  | 2.8432
| Avoided greenhouse gas emissions | [6 empty] | Avoided SO2 polutant emissions | [6 empty] | Avoided NOx polutant emissions | [5 empty] | Avoided PM polutant emissions | [5 empty] | Avoided NMVOC polutant emissions
| District heat | t CO2e p.a. | #VALUE! | #VALUE! | #VALUE! | #VALUE! |  | District heat |  | t SO2 p.a. | #DIV/0! | #DIV/0! | #DIV/0! | #DIV/0! | District heat | t NOx p.a. | #DIV/0! | #DIV/0! | #DIV/0! | #DIV/0! | District heat | t PM p.a. | #DIV/0! | #DIV/0! | #DIV/0! | #DIV/0! | District heat | t NMVOC p.a. | #DIV/0! | #DIV/0! | #DIV/0! | #DIV/0!
| Log wood | t CO2e p.a. | 0 | 0 | 0 | 0 |  | Log wood |  | t SO2 p.a. | 1.0673e-05 | 9.9108e-06 | 1.1598e-05 | 1.1101e-05 | Log wood | t NOx p.a. | 0.00016543 | 0.00015362 | 0.00017977 | 0.00017206 | Log wood | t PM p.a. | 3.7356e-05 | 3.4688e-05 | 4.0592e-05 | 3.8852e-05 | Log wood | t NMVOC p.a. | 5.3366e-06 | 4.9554e-06 | 5.7989e-06 | 5.5504e-06
| Biomass pellets | t CO2e p.a. | 0 | 0 | 0 | 0 |  | Biomass pellets |  | t SO2 p.a. | 8.6719e-06 | 8.259e-06 | 9.4762e-06 | 9.2506e-06 | Biomass pellets | t NOx p.a. | 0.00013441 | 0.00012801 | 0.00014688 | 0.00014338 | Biomass pellets | t PM p.a. | 3.0352e-05 | 2.8906e-05 | 3.3167e-05 | 3.2377e-05 | Biomass pellets | t NMVOC p.a. | 4.336e-06 | 4.1295e-06 | 4.7381e-06 | 4.6253e-06
| Brown coal briquettes | t CO2e p.a. | 0.1998 | 0.18553 | 0.22379 | 0.20781 |  | Brown coal briquettes |  | t SO2 p.a. | 0.00010139 | 9.4152e-05 | 0.00011357 | 0.00010546 | Brown coal briquettes | t NOx p.a. | 0.00014942 | 0.00013875 | 0.00016736 | 0.00015541 | Brown coal briquettes | t PM p.a. | 5.3366e-06 | 4.9554e-06 | 5.9773e-06 | 5.5504e-06 | Brown coal briquettes | t NMVOC p.a. | 5.3366e-06 | 4.9554e-06 | 5.9773e-06 | 5.5504e-06
| Liquefied Petroleum Gas (LPG) | t CO2e p.a. | 0.099901 | 0.094024 | 0.1119 | 0.10531 |  | Liquefied Petroleum Gas (LPG) |  | t SO2 p.a. | 7.8047e-05 | 7.3456e-05 | 8.7418e-05 | 8.2276e-05 | Liquefied Petroleum Gas (LPG) | t NOx p.a. | 0.00030352 | 0.00028566 | 0.00033996 | 0.00031996 | Liquefied Petroleum Gas (LPG) | t PM p.a. | 4.336e-06 | 4.0809e-06 | 4.8566e-06 | 4.5709e-06 | Liquefied Petroleum Gas (LPG) | t NMVOC p.a. | 4.336e-06 | 4.0809e-06 | 4.8566e-06 | 4.5709e-06
| Fuel oil | t CO2e p.a. | 0.12175 | 0.11326 | 0.13637 | 0.12686 |  | Fuel oil |  | t SO2 p.a. | 7.8047e-05 | 7.2602e-05 | 8.7418e-05 | 8.1319e-05 | Fuel oil | t NOx p.a. | 0.00030352 | 0.00028234 | 0.00033996 | 0.00031624 | Fuel oil | t PM p.a. | 4.336e-06 | 4.0335e-06 | 4.8566e-06 | 4.5177e-06 | Fuel oil | t NMVOC p.a. | 4.336e-06 | 4.0335e-06 | 4.8566e-06 | 4.5177e-06
| Natural gas | t CO2e p.a. | 0.081683 | 0.079806 | 0.089388 | 0.089388 |  | Natural gas |  | t SO2 p.a. | 0 | 0 | 0 | 0 | Natural gas | t NOx p.a. | 5.3052e-05 | 5.1832e-05 | 5.8055e-05 | 5.8055e-05 | Natural gas | t PM p.a. | 0 | 0 | 0 | 0 | Natural gas | t NMVOC p.a. | 0 | 0 | 0 | 0
| Direct-electricity system | t CO2e p.a. | #N/A | #N/A | #N/A | #N/A |  | Direct-electricity system |  | t SO2 p.a. | #DIV/0! | #DIV/0! | #DIV/0! | #DIV/0! | Direct-electricity system | t NOx p.a. | #DIV/0! | #DIV/0! | #DIV/0! | #DIV/0! | Direct-electricity system | t PM p.a. | #DIV/0! | #DIV/0! | #DIV/0! | #DIV/0! | Direct-electricity system | t NMVOC p.a. | #DIV/0! | #DIV/0! | #DIV/0! | #DIV/0!
| Central heat pump | t CO2e p.a. | #N/A | #N/A | #N/A | #N/A |  | Central heat pump |  | t SO2 p.a. | #DIV/0! | #DIV/0! | #DIV/0! | #DIV/0! | Central heat pump | t NOx p.a. | #DIV/0! | #DIV/0! | #DIV/0! | #DIV/0! | Central heat pump | t PM p.a. | #DIV/0! | #DIV/0! | #DIV/0! | #DIV/0! | Central heat pump | t NMVOC p.a. | #DIV/0! | #DIV/0! | #DIV/0! | #DIV/0!
| Avoided social costs of GHG-emissions (net present values) | [6 empty] | Avoided social health costs of SO2-emissions (net present values) | [6 empty] | Avoided social health costs of NOx-emissions (net present values) | [5 empty] | Avoided social health costs of PM-emissions (net present values) | [5 empty] | Avoided social health costs of NMVOC-emissions (net present values)
| District heat | €/a.home | #VALUE! | #VALUE! | #VALUE! | #VALUE! |  | District heat |  | €/a.home | #DIV/0! | #DIV/0! | #DIV/0! | #DIV/0! | District heat | €/a.home | #DIV/0! | #DIV/0! | #DIV/0! | #DIV/0! | District heat | €/a.home | #DIV/0! | #DIV/0! | #DIV/0! | #DIV/0! | District heat | €/a.home | #DIV/0! | #DIV/0! | #DIV/0! | #DIV/0!
| Log wood | €/a.home | 0 | 0 | 0 | 0 |  | Log wood |  | €/a.home | 0.20753 | 0.1927 | 0.2255 | 0.21584 | Log wood | €/a.home | 2.8114 | 2.6106 | 3.055 | 2.924 | Log wood | €/a.home | 1.2639 | 1.1737 | 1.3734 | 1.3146 | Log wood | €/a.home | 0.0098042 | 0.0091039 | 0.010654 | 0.010197
| Biomass pellets | €/a.home | 0 | 0 | 0 | 0 |  | Biomass pellets |  | €/a.home | 0.16861 | 0.16059 | 0.18425 | 0.17987 | Biomass pellets | €/a.home | 2.2843 | 2.1755 | 2.4961 | 2.4367 | Biomass pellets | €/a.home | 1.027 | 0.97806 | 1.1222 | 1.0955 | Biomass pellets | €/a.home | 0.0079659 | 0.0075866 | 0.0087047 | 0.0084975
| Brown coal briquettes | €/a.home | 38.5486 | 35.7951 | 43.177 | 40.0929 |  | Brown coal briquettes |  | €/a.home | 1.9715 | 1.8307 | 2.2082 | 2.0505 | Brown coal briquettes | €/a.home | 2.5393 | 2.358 | 2.8442 | 2.6411 | Brown coal briquettes | €/a.home | 0.18056 | 0.16767 | 0.20224 | 0.1878 | Brown coal briquettes | €/a.home | 0.0098042 | 0.0091039 | 0.010981 | 0.010197
| Liquefied Petroleum Gas (LPG) | €/a.home | 19.2743 | 18.1405 | 21.5885 | 20.3186 |  | Liquefied Petroleum Gas (LPG) |  | €/a.home | 1.5175 | 1.4283 | 1.6997 | 1.5998 | Liquefied Petroleum Gas (LPG) | €/a.home | 5.158 | 4.8546 | 5.7773 | 5.4375 | Liquefied Petroleum Gas (LPG) | €/a.home | 0.14671 | 0.13808 | 0.16432 | 0.15466 | Liquefied Petroleum Gas (LPG) | €/a.home | 0.0079659 | 0.0074973 | 0.0089224 | 0.0083975
| Fuel oil | €/a.home | 23.4906 | 21.8517 | 26.311 | 24.4753 |  | Fuel oil |  | €/a.home | 1.5175 | 1.4117 | 1.6997 | 1.5811 | Fuel oil | €/a.home | 5.158 | 4.7982 | 5.7773 | 5.3743 | Fuel oil | €/a.home | 0.14671 | 0.13647 | 0.16432 | 0.15286 | Fuel oil | €/a.home | 0.0079659 | 0.0074102 | 0.0089224 | 0.0082999
| Natural gas | €/a.home | 15.7596 | 15.3973 | 17.246 | 17.246 |  | Natural gas |  | €/a.home | 0 | 0 | 0 | 0 | Natural gas | €/a.home | 0.90157 | 0.88084 | 0.9866 | 0.9866 | Natural gas | €/a.home | 0 | 0 | 0 | 0 | Natural gas | €/a.home | 0 | 0 | 0 | 0
| Direct-electricity system | €/a.home | #N/A | #N/A | #N/A | #N/A |  | Direct-electricity system |  | €/a.home | #DIV/0! | #DIV/0! | #DIV/0! | #DIV/0! | Direct-electricity system | €/a.home | #DIV/0! | #DIV/0! | #DIV/0! | #DIV/0! | Direct-electricity system | €/a.home | #DIV/0! | #DIV/0! | #DIV/0! | #DIV/0! | Direct-electricity system | €/a.home | #DIV/0! | #DIV/0! | #DIV/0! | #DIV/0!
| Central heat pump | €/a.home | #N/A | #N/A | #N/A | #N/A |  | Central heat pump |  | €/a.home | #DIV/0! | #DIV/0! | #DIV/0! | #DIV/0! | Central heat pump | €/a.home | #DIV/0! | #DIV/0! | #DIV/0! | #DIV/0! | Central heat pump | €/a.home | #DIV/0! | #DIV/0! | #DIV/0! | #DIV/0! | Central heat pump | €/a.home | #DIV/0! | #DIV/0! | #DIV/0! | #DIV/0!
| Social discount rate | % p.a. | 3%
| Avoided social health costs of other air pollutant emissions (net present values) | [6 empty] | Present value factor, social/public perspective
| District heat | €/a.home | #DIV/0! | #DIV/0! | #DIV/0! | #DIV/0! |  | 2.8985
| Log wood | €/a.home | 4.2927 | 3.9861 | 4.6646 | 4.4647 |  | 2.8844
| Biomass pellets | €/a.home | 3.4878 | 3.3217 | 3.8113 | 3.7205 |  | 2.8985
| Brown coal briquettes | €/a.home | 4.7012 | 4.3654 | 5.2656 | 4.8895 |  | 2.8985
| Liquefied Petroleum Gas (LPG) | €/a.home | 6.8302 | 6.4284 | 7.6503 | 7.2003 |  | 2.8985
| Fuel oil | €/a.home | 6.8302 | 6.3537 | 7.6503 | 7.1166 |  | 2.8985
| Natural gas | €/a.home | 0.90157 | 0.88084 | 0.9866 | 0.9866 |  | 2.9098
| Direct-electricity system | €/a.home | #DIV/0! | #DIV/0! | #DIV/0! | #DIV/0! |  | 2.8985
| Central heat pump | €/a.home | #DIV/0! | #DIV/0! | #DIV/0! | #DIV/0! |  | 2.8985
Overview of apartements which lower shower time
Help | Parameter | Unit | Input Values |  | Input Values |  |  | Remark/Reference Value
| Building type |  | Single family house |  | Apartment house
| Thermal quality status of the building |  | unrefurbished | refurbished | unrefurbished | refurbished
| District heat | nr of flats | 0 | 0 | 0 | 0
| Log wood | nr of flats | 0 | 0 | 0 | 0
| Biomass pellets | nr of flats | 0 | 0 | 0 | 0
| Brown coal briquettes | nr of flats | 0 | 0 | 0 | 0
| Liquefied Petroleum Gas (LPG) | nr of flats | 0 | 0 | 0 | 0
| Fuel oil | nr of flats | 0 | 0 | 0 | 0
| Natural gas | nr of flats | 0 | 0 | 0 | 0
| Direct-electricity system | nr of flats | 0 | 0 | 0 | 0
| Central heat pump | nr of flats | 0 | 0 | 0 | 0
Total final energy savings during lifetime
| District heat | kWh | 0 | 0 | 0 | 0
| Log wood | kWh | 0 | 0 | 0 | 0
| Biomass pellets | kWh | 0 | 0 | 0 | 0
| Brown coal briquettes | kWh | 0 | 0 | 0 | 0
| Liquefied Petroleum Gas (LPG) | kWh | 0 | 0 | 0 | 0
| Fuel oil | kWh | 0 | 0 | 0 | 0
| Natural gas | kWh | 0 | 0 | 0 | 0
| Direct-electricity system | kWh | 0 | 0 | 0 | 0
| Central heat pump | kWh | 0 | 0 | 0 | 0
| Total | kWh | 0 | 0 | 0 | 0 |  | 0
Energy Cost Savings over lifetime, net present value
| District heat | € | #VALUE! | #VALUE! | #VALUE! | #VALUE!
| Log wood | € | #VALUE! | #VALUE! | #VALUE! | #VALUE!
| Biomass pellets | € | #VALUE! | #VALUE! | #VALUE! | #VALUE!
| Brown coal briquettes | € | #VALUE! | #VALUE! | #VALUE! | #VALUE!
| Liquefied Petroleum Gas (LPG) | € | #VALUE! | #VALUE! | #VALUE! | #VALUE!
| Fuel oil | € | #VALUE! | #VALUE! | #VALUE! | #VALUE!
| Natural gas | € | #VALUE! | #VALUE! | #VALUE! | #VALUE!
| Direct-electricity system | € | #VALUE! | #VALUE! | #VALUE! | #VALUE!
| Central heat pump | € | #VALUE! | #VALUE! | #VALUE! | #VALUE!
| Total | € | #VALUE! | #VALUE! | #VALUE! | #VALUE! |  | #VALUE!
Avoided greenhouse gas emissions
| District heat | t CO2e p.a. | #VALUE! | #VALUE! | #VALUE! | #VALUE!
| Log wood | t CO2e p.a. | 0 | 0 | 0 | 0
| Biomass pellets | t CO2e p.a. | 0 | 0 | 0 | 0
| Brown coal briquettes | t CO2e p.a. | 0 | 0 | 0 | 0
| Liquefied Petroleum Gas (LPG) | t CO2e p.a. | 0 | 0 | 0 | 0
| Fuel oil | t CO2e p.a. | 0 | 0 | 0 | 0
| Natural gas | t CO2e p.a. | 0 | 0 | 0 | 0
| Direct-electricity system | t CO2e p.a. | #N/A | #N/A | #N/A | #N/A
| Central heat pump | t CO2e p.a. | #N/A | #N/A | #N/A | #N/A
| Total | t CO2e p.a. | #VALUE! | #VALUE! | #VALUE! | #VALUE! |  | #VALUE!
Total avoided greenhouse gas emissions during lifetime
| District heat | t CO2e | #VALUE! | #VALUE! | #VALUE! | #VALUE!
| Log wood | t CO2e | 0 | 0 | 0 | 0
| Biomass pellets | t CO2e | 0 | 0 | 0 | 0
| Brown coal briquettes | t CO2e | 0 | 0 | 0 | 0
| Liquefied Petroleum Gas (LPG) | t CO2e | 0 | 0 | 0 | 0
| Fuel oil | t CO2e | 0 | 0 | 0 | 0
| Natural gas | t CO2e | 0 | 0 | 0 | 0
| Direct-electricity system | t CO2e | #N/A | #N/A | #N/A | #N/A
| Central heat pump | t CO2e | #N/A | #N/A | #N/A | #N/A
| Total | t CO2e | #VALUE! | #VALUE! | #VALUE! | #VALUE! |  | #VALUE!
Avoided social costs of GHG-emissions (net present values)
| District heat | €/a | #VALUE! | #VALUE! | #VALUE! | #VALUE!
| Log wood | €/a | 0 | 0 | 0 | 0
| Biomass pellets | €/a | 0 | 0 | 0 | 0
| Brown coal briquettes | €/a | 0 | 0 | 0 | 0
| Liquefied Petroleum Gas (LPG) | €/a | 0 | 0 | 0 | 0
| Fuel oil | €/a | 0 | 0 | 0 | 0
| Natural gas | €/a | 0 | 0 | 0 | 0
| Direct-electricity system | €/a | #N/A | #N/A | #N/A | #N/A
| Central heat pump | €/a | #N/A | #N/A | #N/A | #N/A
| Total | €/a | #VALUE! | #VALUE! | #VALUE! | #VALUE! |  | #VALUE!
Avoided social costs of GHG-emissions during lifetime (net present values)
| District heat | € | #VALUE! | #VALUE! | #VALUE! | #VALUE!
| Log wood | € | 0 | 0 | 0 | 0
| Biomass pellets | € | 0 | 0 | 0 | 0
| Brown coal briquettes | € | 0 | 0 | 0 | 0
| Liquefied Petroleum Gas (LPG) | € | 0 | 0 | 0 | 0
| Fuel oil | € | 0 | 0 | 0 | 0
| Natural gas | € | 0 | 0 | 0 | 0
| Direct-electricity system | € | #N/A | #N/A | #N/A | #N/A
| Central heat pump | € | #N/A | #N/A | #N/A | #N/A
| Total | € | #VALUE! | #VALUE! | #VALUE! | #VALUE! |  | #VALUE!
Avoided other air pollutant emissions (SO2, NOx, PM, NMVOC)
| District heat | t p.a. | #DIV/0! | #DIV/0! | #DIV/0! | #DIV/0!
| Log wood | t p.a. | 0 | 0 | 0 | 0
| Biomass pellets | t p.a. | 0 | 0 | 0 | 0
| Brown coal briquettes | t p.a. | 0 | 0 | 0 | 0
| Liquefied Petroleum Gas (LPG) | t p.a. | 0 | 0 | 0 | 0
| Fuel oil | t p.a. | 0 | 0 | 0 | 0
| Natural gas | t p.a. | 0 | 0 | 0 | 0
| Direct-electricity system | t p.a. | #DIV/0! | #DIV/0! | #DIV/0! | #DIV/0!
| Central heat pump | t p.a. | #DIV/0! | #DIV/0! | #DIV/0! | #DIV/0!
| Total | t p.a. | #DIV/0! | #DIV/0! | #DIV/0! | #DIV/0! |  | #DIV/0!
Avoided other air pollutant emissions (SO2, NOx, PM, NMVOC) during lifetime
| District heat | t | #DIV/0! | #DIV/0! | #DIV/0! | #DIV/0!
| Log wood | t | 0 | 0 | 0 | 0
| Biomass pellets | t | 0 | 0 | 0 | 0
| Brown coal briquettes | t | 0 | 0 | 0 | 0
| Liquefied Petroleum Gas (LPG) | t | 0 | 0 | 0 | 0
| Fuel oil | t | 0 | 0 | 0 | 0
| Natural gas | t | 0 | 0 | 0 | 0
| Direct-electricity system | t | #DIV/0! | #DIV/0! | #DIV/0! | #DIV/0!
| Central heat pump | t | #DIV/0! | #DIV/0! | #DIV/0! | #DIV/0!
| Total | t | #DIV/0! | #DIV/0! | #DIV/0! | #DIV/0! |  | #DIV/0!
Avoided social health costs of other air pollutant emissions (net present values)
| District heat | €/a | #DIV/0! | #DIV/0! | #DIV/0! | #DIV/0!
| Log wood | €/a | 0 | 0 | 0 | 0
| Biomass pellets | €/a | 0 | 0 | 0 | 0
| Brown coal briquettes | €/a | 0 | 0 | 0 | 0
| Liquefied Petroleum Gas (LPG) | €/a | 0 | 0 | 0 | 0
| Fuel oil | €/a | 0 | 0 | 0 | 0
| Natural gas | €/a | 0 | 0 | 0 | 0
| Direct-electricity system | €/a | #DIV/0! | #DIV/0! | #DIV/0! | #DIV/0!
| Central heat pump | €/a | #DIV/0! | #DIV/0! | #DIV/0! | #DIV/0!
| Total | €/a | #DIV/0! | #DIV/0! | #DIV/0! | #DIV/0! |  | #DIV/0!
Avoided social health costs of other air pollutant emissions during lifetime (net present value)
| District heat | € | #DIV/0! | #DIV/0! | #DIV/0! | #DIV/0!
| Log wood | € | 0 | 0 | 0 | 0
| Biomass pellets | € | 0 | 0 | 0 | 0
| Brown coal briquettes | € | 0 | 0 | 0 | 0
| Liquefied Petroleum Gas (LPG) | € | 0 | 0 | 0 | 0
| Fuel oil | € | 0 | 0 | 0 | 0
| Natural gas | € | 0 | 0 | 0 | 0
| Direct-electricity system | € | #DIV/0! | #DIV/0! | #DIV/0! | #DIV/0!
| Central heat pump | € | #DIV/0! | #DIV/0! | #DIV/0! | #DIV/0!
| Total | € | #DIV/0! | #DIV/0! | #DIV/0! | #DIV/0! |  | #DIV/0!

## DHW_dish_washer vs. hand (hidden)
| SaveEnergyTogether | Cost Benefit Assessement Tool for assessing local and over-regional energy saving campaigns
Domestic hot water consumption reduction - Use of a dishwasher instead of washing by hand
Help | Parameter | Unit | Input Values |  | Input Values |  |  | Remark/Reference Value
| Building type |  | Single family house |  | Apartment house
| Thermal quality status of the building |  | unrefurbished | refurbished | unrefurbished | refurbished
Reduction of Final energy consumption, relative to average consumption
| Use a dishwasher instead of washing by hand | % | 50 | savings | 1.75 | l/person.day | normally | 3.5 | l/person.day
Reduction of useful energy consumption, absolute
| Use a dishwasher instead of washing by hand | kWh/a | 63.3913 | 63.3913 | 47.5434 | 47.5434 |  | 33.3333 | % reduction due to consumption of dish washing machine
| WACC, private | % p.a. | 4% | 4% | 4% | 4%
| Lifetime of the intervention | years | 3 | 3 | 3 | 3
Results per home
Help | Parameter | Unit | Input Values |  | Input Values |  |  | Remark/Reference Value
| Building type |  | Single family house |  | Apartment house
| Thermal quality status of the building |  | unrefurbished | refurbished | unrefurbished | refurbished
Final Energy Savings
| District heat | kWh/a | 99.3347 | 98.3211 | 111.2615 | 110.1261
| Log wood | kWh/a | 148.238 | 137.6496 | 161.08 | 154.1766
| Biomass pellets | kWh/a | 120.4434 | 114.708 | 131.6142 | 128.4805
| Brown coal briquettes | kWh/a | 148.238 | 137.6496 | 166.0363 | 154.1766
| Liquefied Petroleum Gas (LPG) | kWh/a | 120.4434 | 113.3585 | 134.9045 | 126.969
| Fuel oil | kWh/a | 120.4434 | 112.0404 | 134.9045 | 125.4926
| Natural gas | kWh/a | 113.3585 | 110.7525 | 124.0501 | 124.0501
| Direct-electricity system | kWh/a | 63.3913 | 63.3913 | 47.5434 | 47.5434 |  | Average
| Central heat pump | kWh/a | 33.2505 | 29.5431 | 33.0902 | 30.7453 |  | 109.1889
Energy Cost Savings, 1st year
| District heat | €/a.apartment | #VALUE! | #VALUE! | #VALUE! | #VALUE! |  | cost savings refer to DH working price component only
| Log wood | €/a.apartment | #VALUE! | #VALUE! | #VALUE! | #VALUE!
| Biomass pellets | €/a.apartment | #VALUE! | #VALUE! | #VALUE! | #VALUE!
| Brown coal briquettes | €/a.apartment | #VALUE! | #VALUE! | #VALUE! | #VALUE!
| Liquefied Petroleum Gas (LPG) | €/a.apartment | #VALUE! | #VALUE! | #VALUE! | #VALUE!
| Fuel oil | €/a.apartment | #VALUE! | #VALUE! | #VALUE! | #VALUE!
| Natural gas | €/a.apartment | #VALUE! | #VALUE! | #VALUE! | #VALUE!
| Direct-electricity system | €/a.apartment | #VALUE! | #VALUE! | #VALUE! | #VALUE! |  |  | Average
| Central heat pump | €/a.apartment | #VALUE! | #VALUE! | #VALUE! | #VALUE! |  | #VALUE! | #VALUE!
| Energy Cost Savings, annuity | [6 empty] | Present value factor, private perspective
| District heat | €/a.apartment | #VALUE! | #VALUE! | #VALUE! | #VALUE! |  | 2.8432
| Log wood | €/a.apartment | #VALUE! | #VALUE! | #VALUE! | #VALUE! |  | 2.8295
| Biomass pellets | €/a.apartment | #VALUE! | #VALUE! | #VALUE! | #VALUE! |  | 2.8432
| Brown coal briquettes | €/a.apartment | #VALUE! | #VALUE! | #VALUE! | #VALUE! |  | 2.8432
| Liquefied Petroleum Gas (LPG) | €/a.apartment | #VALUE! | #VALUE! | #VALUE! | #VALUE! |  | 2.8432
| Fuel oil | €/a.apartment | #VALUE! | #VALUE! | #VALUE! | #VALUE! |  | 2.8432
| Natural gas | €/a.apartment | #VALUE! | #VALUE! | #VALUE! | #VALUE! |  | 2.8542
| Direct-electricity system | €/a.apartment | #VALUE! | #VALUE! | #VALUE! | #VALUE! |  | 2.8432
| Central heat pump | €/a.apartment | #VALUE! | #VALUE! | #VALUE! | #VALUE! |  | 2.8432
| Avoided greenhouse gas emissions | [6 empty] | Avoided SO2 polutant emissions | [6 empty] | Avoided NOx polutant emissions | [5 empty] | Avoided PM polutant emissions | [5 empty] | Avoided NMVOC polutant emissions
| District heat | t CO2e p.a. | #VALUE! | #VALUE! | #VALUE! | #VALUE! |  | District heat |  | t SO2 p.a. | #DIV/0! | #DIV/0! | #DIV/0! | #DIV/0! | District heat | t NOx p.a. | #DIV/0! | #DIV/0! | #DIV/0! | #DIV/0! | District heat | t PM p.a. | #DIV/0! | #DIV/0! | #DIV/0! | #DIV/0! | District heat | t NMVOC p.a. | #DIV/0! | #DIV/0! | #DIV/0! | #DIV/0!
| Log wood | t CO2e p.a. | 0 | 0 | 0 | 0 |  | Log wood |  | t SO2 p.a. | 2.9648e-06 | 2.753e-06 | 3.2216e-06 | 3.0835e-06 | Log wood | t NOx p.a. | 4.5954e-05 | 4.2671e-05 | 4.9935e-05 | 4.7795e-05 | Log wood | t PM p.a. | 1.0377e-05 | 9.6355e-06 | 1.1276e-05 | 1.0792e-05 | Log wood | t NMVOC p.a. | 1.4824e-06 | 1.3765e-06 | 1.6108e-06 | 1.5418e-06
| Biomass pellets | t CO2e p.a. | 0 | 0 | 0 | 0 |  | Biomass pellets |  | t SO2 p.a. | 2.4089e-06 | 2.2942e-06 | 2.6323e-06 | 2.5696e-06 | Biomass pellets | t NOx p.a. | 3.7337e-05 | 3.5559e-05 | 4.08e-05 | 3.9829e-05 | Biomass pellets | t PM p.a. | 8.431e-06 | 8.0296e-06 | 9.213e-06 | 8.9936e-06 | Biomass pellets | t NMVOC p.a. | 1.2044e-06 | 1.1471e-06 | 1.3161e-06 | 1.2848e-06
| Brown coal briquettes | t CO2e p.a. | 0.0555 | 0.051536 | 0.062164 | 0.057724 |  | Brown coal briquettes |  | t SO2 p.a. | 2.8165e-05 | 2.6153e-05 | 3.1547e-05 | 2.9294e-05 | Brown coal briquettes | t NOx p.a. | 4.1507e-05 | 3.8542e-05 | 4.649e-05 | 4.3169e-05 | Brown coal briquettes | t PM p.a. | 1.4824e-06 | 1.3765e-06 | 1.6604e-06 | 1.5418e-06 | Brown coal briquettes | t NMVOC p.a. | 1.4824e-06 | 1.3765e-06 | 1.6604e-06 | 1.5418e-06
| Liquefied Petroleum Gas (LPG) | t CO2e p.a. | 0.02775 | 0.026118 | 0.031082 | 0.029254 |  | Liquefied Petroleum Gas (LPG) |  | t SO2 p.a. | 2.168e-05 | 2.0405e-05 | 2.4283e-05 | 2.2854e-05 | Liquefied Petroleum Gas (LPG) | t NOx p.a. | 8.431e-05 | 7.9351e-05 | 9.4433e-05 | 8.8878e-05 | Liquefied Petroleum Gas (LPG) | t PM p.a. | 1.2044e-06 | 1.1336e-06 | 1.349e-06 | 1.2697e-06 | Liquefied Petroleum Gas (LPG) | t NMVOC p.a. | 1.2044e-06 | 1.1336e-06 | 1.349e-06 | 1.2697e-06
| Fuel oil | t CO2e p.a. | 0.033821 | 0.031461 | 0.037881 | 0.035238 |  | Fuel oil |  | t SO2 p.a. | 2.168e-05 | 2.0167e-05 | 2.4283e-05 | 2.2589e-05 | Fuel oil | t NOx p.a. | 8.431e-05 | 7.8428e-05 | 9.4433e-05 | 8.7845e-05 | Fuel oil | t PM p.a. | 1.2044e-06 | 1.1204e-06 | 1.349e-06 | 1.2549e-06 | Fuel oil | t NMVOC p.a. | 1.2044e-06 | 1.1204e-06 | 1.349e-06 | 1.2549e-06
| Natural gas | t CO2e p.a. | 0.02269 | 0.022168 | 0.02483 | 0.02483 |  | Natural gas |  | t SO2 p.a. | 0 | 0 | 0 | 0 | Natural gas | t NOx p.a. | 1.4737e-05 | 1.4398e-05 | 1.6127e-05 | 1.6127e-05 | Natural gas | t PM p.a. | 0 | 0 | 0 | 0 | Natural gas | t NMVOC p.a. | 0 | 0 | 0 | 0
| Direct-electricity system | t CO2e p.a. | #N/A | #N/A | #N/A | #N/A |  | Direct-electricity system |  | t SO2 p.a. | #DIV/0! | #DIV/0! | #DIV/0! | #DIV/0! | Direct-electricity system | t NOx p.a. | #DIV/0! | #DIV/0! | #DIV/0! | #DIV/0! | Direct-electricity system | t PM p.a. | #DIV/0! | #DIV/0! | #DIV/0! | #DIV/0! | Direct-electricity system | t NMVOC p.a. | #DIV/0! | #DIV/0! | #DIV/0! | #DIV/0!
| Central heat pump | t CO2e p.a. | #N/A | #N/A | #N/A | #N/A |  | Central heat pump |  | t SO2 p.a. | #DIV/0! | #DIV/0! | #DIV/0! | #DIV/0! | Central heat pump | t NOx p.a. | #DIV/0! | #DIV/0! | #DIV/0! | #DIV/0! | Central heat pump | t PM p.a. | #DIV/0! | #DIV/0! | #DIV/0! | #DIV/0! | Central heat pump | t NMVOC p.a. | #DIV/0! | #DIV/0! | #DIV/0! | #DIV/0!
| Avoided social costs of GHG-emissions (net present values) | [6 empty] | Avoided social health costs of SO2-emissions (net present values) | [6 empty] | Avoided social health costs of NOx-emissions (net present values) | [5 empty] | Avoided social health costs of PM-emissions (net present values) | [5 empty] | Avoided social health costs of NMVOC-emissions (net present values)
| District heat | €/a.home | #VALUE! | #VALUE! | #VALUE! | #VALUE! |  | District heat |  | €/a.home | #DIV/0! | #DIV/0! | #DIV/0! | #DIV/0! | District heat | €/a.home | #DIV/0! | #DIV/0! | #DIV/0! | #DIV/0! | District heat | €/a.home | #DIV/0! | #DIV/0! | #DIV/0! | #DIV/0! | District heat | €/a.home | #DIV/0! | #DIV/0! | #DIV/0! | #DIV/0!
| Log wood | €/a.home | 0 | 0 | 0 | 0 |  | Log wood |  | €/a.home | 0.057646 | 0.053528 | 0.06264 | 0.059955 | Log wood | €/a.home | 0.78095 | 0.72516 | 0.8486 | 0.81223 | Log wood | €/a.home | 0.3511 | 0.32602 | 0.38151 | 0.36516 | Log wood | €/a.home | 0.0027234 | 0.0025289 | 0.0029593 | 0.0028325
| Biomass pellets | €/a.home | 0 | 0 | 0 | 0 |  | Biomass pellets |  | €/a.home | 0.046837 | 0.044607 | 0.051181 | 0.049963 | Biomass pellets | €/a.home | 0.63452 | 0.6043 | 0.69337 | 0.67686 | Biomass pellets | €/a.home | 0.28527 | 0.27168 | 0.31172 | 0.3043 | Biomass pellets | €/a.home | 0.0022128 | 0.0021074 | 0.002418 | 0.0023604
| Brown coal briquettes | €/a.home | 10.7079 | 9.9431 | 11.9936 | 11.1369 |  | Brown coal briquettes |  | €/a.home | 0.54764 | 0.50852 | 0.61339 | 0.56958 | Brown coal briquettes | €/a.home | 0.70537 | 0.65499 | 0.79006 | 0.73363 | Brown coal briquettes | €/a.home | 0.050157 | 0.046574 | 0.056179 | 0.052166 | Brown coal briquettes | €/a.home | 0.0027234 | 0.0025289 | 0.0030504 | 0.0028325
| Liquefied Petroleum Gas (LPG) | €/a.home | 5.354 | 5.039 | 5.9968 | 5.644 |  | Liquefied Petroleum Gas (LPG) |  | €/a.home | 0.42154 | 0.39674 | 0.47215 | 0.44438 | Liquefied Petroleum Gas (LPG) | €/a.home | 1.4328 | 1.3485 | 1.6048 | 1.5104 | Liquefied Petroleum Gas (LPG) | €/a.home | 0.040752 | 0.038355 | 0.045645 | 0.04296 | Liquefied Petroleum Gas (LPG) | €/a.home | 0.0022128 | 0.0020826 | 0.0024784 | 0.0023326
| Fuel oil | €/a.home | 6.5252 | 6.0699 | 7.3086 | 6.7987 |  | Fuel oil |  | €/a.home | 0.42154 | 0.39213 | 0.47215 | 0.43921 | Fuel oil | €/a.home | 1.4328 | 1.3328 | 1.6048 | 1.4928 | Fuel oil | €/a.home | 0.040752 | 0.037909 | 0.045645 | 0.042461 | Fuel oil | €/a.home | 0.0022128 | 0.0020584 | 0.0024784 | 0.0023055
| Natural gas | €/a.home | 4.3777 | 4.277 | 4.7905 | 4.7905 |  | Natural gas |  | €/a.home | 0 | 0 | 0 | 0 | Natural gas | €/a.home | 0.25044 | 0.24468 | 0.27406 | 0.27406 | Natural gas | €/a.home | 0 | 0 | 0 | 0 | Natural gas | €/a.home | 0 | 0 | 0 | 0
| Direct-electricity system | €/a.home | #N/A | #N/A | #N/A | #N/A |  | Direct-electricity system |  | €/a.home | #DIV/0! | #DIV/0! | #DIV/0! | #DIV/0! | Direct-electricity system | €/a.home | #DIV/0! | #DIV/0! | #DIV/0! | #DIV/0! | Direct-electricity system | €/a.home | #DIV/0! | #DIV/0! | #DIV/0! | #DIV/0! | Direct-electricity system | €/a.home | #DIV/0! | #DIV/0! | #DIV/0! | #DIV/0!
| Central heat pump | €/a.home | #N/A | #N/A | #N/A | #N/A |  | Central heat pump |  | €/a.home | #DIV/0! | #DIV/0! | #DIV/0! | #DIV/0! | Central heat pump | €/a.home | #DIV/0! | #DIV/0! | #DIV/0! | #DIV/0! | Central heat pump | €/a.home | #DIV/0! | #DIV/0! | #DIV/0! | #DIV/0! | Central heat pump | €/a.home | #DIV/0! | #DIV/0! | #DIV/0! | #DIV/0!
| Social discount rate | % p.a. | 3%
| Avoided social health costs of other air pollutant emissions (net present values) | [6 empty] | Present value factor, social/public perspective
| District heat | €/a.home | #DIV/0! | #DIV/0! | #DIV/0! | #DIV/0! |  | 2.8985
| Log wood | €/a.home | 1.1924 | 1.1072 | 1.2957 | 1.2402 |  | 2.8844
| Biomass pellets | €/a.home | 0.96883 | 0.9227 | 1.0587 | 1.0335 |  | 2.8985
| Brown coal briquettes | €/a.home | 1.3059 | 1.2126 | 1.4627 | 1.3582 |  | 2.8985
| Liquefied Petroleum Gas (LPG) | €/a.home | 1.8973 | 1.7857 | 2.1251 | 2.0001 |  | 2.8985
| Fuel oil | €/a.home | 1.8973 | 1.7649 | 2.1251 | 1.9768 |  | 2.8985
| Natural gas | €/a.home | 0.25044 | 0.24468 | 0.27406 | 0.27406 |  | 2.9098
| Direct-electricity system | €/a.home | #DIV/0! | #DIV/0! | #DIV/0! | #DIV/0! |  | 2.8985
| Central heat pump | €/a.home | #DIV/0! | #DIV/0! | #DIV/0! | #DIV/0! |  | 2.8985
Overview of apartements with Use of a dishwasher instead of washing by hand
Help | Parameter | Unit | Input Values |  | Input Values |  |  | Remark/Reference Value
| Building type |  | Single family house |  | Apartment house
| Thermal quality status of the building |  | unrefurbished | refurbished | unrefurbished | refurbished
| District heat | nr of flats | 0 | 0 | 0 | 0
| Log wood | nr of flats | 0 | 0 | 0 | 0
| Biomass pellets | nr of flats | 0 | 0 | 0 | 0
| Brown coal briquettes | nr of flats | 0 | 0 | 0 | 0
| Liquefied Petroleum Gas (LPG) | nr of flats | 0 | 0 | 0 | 0
| Fuel oil | nr of flats | 0 | 0 | 0 | 0
| Natural gas | nr of flats | 0 | 0 | 0 | 0
| Direct-electricity system | nr of flats | 0 | 0 | 0 | 0
| Central heat pump | nr of flats | 0 | 0 | 0 | 0
Total final energy savings during lifetime
| District heat | kWh | 0 | 0 | 0 | 0
| Log wood | kWh | 0 | 0 | 0 | 0
| Biomass pellets | kWh | 0 | 0 | 0 | 0
| Brown coal briquettes | kWh | 0 | 0 | 0 | 0
| Liquefied Petroleum Gas (LPG) | kWh | 0 | 0 | 0 | 0
| Fuel oil | kWh | 0 | 0 | 0 | 0
| Natural gas | kWh | 0 | 0 | 0 | 0
| Direct-electricity system | kWh | 0 | 0 | 0 | 0
| Central heat pump | kWh | 0 | 0 | 0 | 0
| Total | kWh | 0 | 0 | 0 | 0 |  | 0
Energy Cost Savings over lifetime, net present value
| District heat | € | #VALUE! | #VALUE! | #VALUE! | #VALUE!
| Log wood | € | #VALUE! | #VALUE! | #VALUE! | #VALUE!
| Biomass pellets | € | #VALUE! | #VALUE! | #VALUE! | #VALUE!
| Brown coal briquettes | € | #VALUE! | #VALUE! | #VALUE! | #VALUE!
| Liquefied Petroleum Gas (LPG) | € | #VALUE! | #VALUE! | #VALUE! | #VALUE!
| Fuel oil | € | #VALUE! | #VALUE! | #VALUE! | #VALUE!
| Natural gas | € | #VALUE! | #VALUE! | #VALUE! | #VALUE!
| Direct-electricity system | € | #VALUE! | #VALUE! | #VALUE! | #VALUE! |  |  |  | Average
| Central heat pump | € | #VALUE! | #VALUE! | #VALUE! | #VALUE! |  |  |  | #VALUE!
| Total | € | #VALUE! | #VALUE! | #VALUE! | #VALUE! |  | #VALUE!
Avoided greenhouse gas emissions
| District heat | t CO2e p.a. | #VALUE! | #VALUE! | #VALUE! | #VALUE!
| Log wood | t CO2e p.a. | 0 | 0 | 0 | 0
| Biomass pellets | t CO2e p.a. | 0 | 0 | 0 | 0
| Brown coal briquettes | t CO2e p.a. | 0 | 0 | 0 | 0
| Liquefied Petroleum Gas (LPG) | t CO2e p.a. | 0 | 0 | 0 | 0
| Fuel oil | t CO2e p.a. | 0 | 0 | 0 | 0
| Natural gas | t CO2e p.a. | 0 | 0 | 0 | 0
| Direct-electricity system | t CO2e p.a. | #N/A | #N/A | #N/A | #N/A
| Central heat pump | t CO2e p.a. | #N/A | #N/A | #N/A | #N/A
| Total | t CO2e p.a. | #VALUE! | #VALUE! | #VALUE! | #VALUE! |  | #VALUE!
Total avoided greenhouse gas emissions during lifetime
| District heat | t CO2e | #VALUE! | #VALUE! | #VALUE! | #VALUE!
| Log wood | t CO2e | 0 | 0 | 0 | 0
| Biomass pellets | t CO2e | 0 | 0 | 0 | 0
| Brown coal briquettes | t CO2e | 0 | 0 | 0 | 0
| Liquefied Petroleum Gas (LPG) | t CO2e | 0 | 0 | 0 | 0
| Fuel oil | t CO2e | 0 | 0 | 0 | 0
| Natural gas | t CO2e | 0 | 0 | 0 | 0
| Direct-electricity system | t CO2e | #N/A | #N/A | #N/A | #N/A
| Central heat pump | t CO2e | #N/A | #N/A | #N/A | #N/A
| Total | t CO2e | #VALUE! | #VALUE! | #VALUE! | #VALUE! |  | #VALUE!
Avoided social costs of GHG-emissions (net present values)
| District heat | €/a | #VALUE! | #VALUE! | #VALUE! | #VALUE!
| Log wood | €/a | 0 | 0 | 0 | 0
| Biomass pellets | €/a | 0 | 0 | 0 | 0
| Brown coal briquettes | €/a | 0 | 0 | 0 | 0
| Liquefied Petroleum Gas (LPG) | €/a | 0 | 0 | 0 | 0
| Fuel oil | €/a | 0 | 0 | 0 | 0
| Natural gas | €/a | 0 | 0 | 0 | 0
| Direct-electricity system | €/a | #N/A | #N/A | #N/A | #N/A
| Central heat pump | €/a | #N/A | #N/A | #N/A | #N/A
| Total | €/a | #VALUE! | #VALUE! | #VALUE! | #VALUE! |  | #VALUE!
Avoided social costs of GHG-emissions during lifetime (net present values)
| District heat | € | #VALUE! | #VALUE! | #VALUE! | #VALUE!
| Log wood | € | 0 | 0 | 0 | 0
| Biomass pellets | € | 0 | 0 | 0 | 0
| Brown coal briquettes | € | 0 | 0 | 0 | 0
| Liquefied Petroleum Gas (LPG) | € | 0 | 0 | 0 | 0
| Fuel oil | € | 0 | 0 | 0 | 0
| Natural gas | € | 0 | 0 | 0 | 0
| Direct-electricity system | € | #N/A | #N/A | #N/A | #N/A
| Central heat pump | € | #N/A | #N/A | #N/A | #N/A
| Total | € | #VALUE! | #VALUE! | #VALUE! | #VALUE! |  | #VALUE!
Avoided other air pollutant emissions (SO2, NOx, PM, NMVOC)
| District heat | t p.a. | #DIV/0! | #DIV/0! | #DIV/0! | #DIV/0!
| Log wood | t p.a. | 0 | 0 | 0 | 0
| Biomass pellets | t p.a. | 0 | 0 | 0 | 0
| Brown coal briquettes | t p.a. | 0 | 0 | 0 | 0
| Liquefied Petroleum Gas (LPG) | t p.a. | 0 | 0 | 0 | 0
| Fuel oil | t p.a. | 0 | 0 | 0 | 0
| Natural gas | t p.a. | 0 | 0 | 0 | 0
| Direct-electricity system | t p.a. | #DIV/0! | #DIV/0! | #DIV/0! | #DIV/0!
| Central heat pump | t p.a. | #DIV/0! | #DIV/0! | #DIV/0! | #DIV/0!
| Total | t p.a. | #DIV/0! | #DIV/0! | #DIV/0! | #DIV/0! |  | #DIV/0!
Avoided other air pollutant emissions (SO2, NOx, PM, NMVOC) during lifetime
| District heat | t | #DIV/0! | #DIV/0! | #DIV/0! | #DIV/0!
| Log wood | t | 0 | 0 | 0 | 0
| Biomass pellets | t | 0 | 0 | 0 | 0
| Brown coal briquettes | t | 0 | 0 | 0 | 0
| Liquefied Petroleum Gas (LPG) | t | 0 | 0 | 0 | 0
| Fuel oil | t | 0 | 0 | 0 | 0
| Natural gas | t | 0 | 0 | 0 | 0
| Direct-electricity system | t | #DIV/0! | #DIV/0! | #DIV/0! | #DIV/0!
| Central heat pump | t | #DIV/0! | #DIV/0! | #DIV/0! | #DIV/0!
| Total | t | #DIV/0! | #DIV/0! | #DIV/0! | #DIV/0! |  | #DIV/0!
Avoided social health costs of other air pollutant emissions (net present values)
| District heat | €/a | #DIV/0! | #DIV/0! | #DIV/0! | #DIV/0!
| Log wood | €/a | 0 | 0 | 0 | 0
| Biomass pellets | €/a | 0 | 0 | 0 | 0
| Brown coal briquettes | €/a | 0 | 0 | 0 | 0
| Liquefied Petroleum Gas (LPG) | €/a | 0 | 0 | 0 | 0
| Fuel oil | €/a | 0 | 0 | 0 | 0
| Natural gas | €/a | 0 | 0 | 0 | 0
| Direct-electricity system | €/a | #DIV/0! | #DIV/0! | #DIV/0! | #DIV/0!
| Central heat pump | €/a | #DIV/0! | #DIV/0! | #DIV/0! | #DIV/0!
| Total | €/a | #DIV/0! | #DIV/0! | #DIV/0! | #DIV/0! |  | #DIV/0!
Avoided social health costs of other air pollutant emissions during lifetime (net present value)
| District heat | € | #DIV/0! | #DIV/0! | #DIV/0! | #DIV/0!
| Log wood | € | 0 | 0 | 0 | 0
| Biomass pellets | € | 0 | 0 | 0 | 0
| Brown coal briquettes | € | 0 | 0 | 0 | 0
| Liquefied Petroleum Gas (LPG) | € | 0 | 0 | 0 | 0
| Fuel oil | € | 0 | 0 | 0 | 0
| Natural gas | € | 0 | 0 | 0 | 0
| Direct-electricity system | € | #DIV/0! | #DIV/0! | #DIV/0! | #DIV/0!
| Central heat pump | € | #DIV/0! | #DIV/0! | #DIV/0! | #DIV/0!
| Total | € | #DIV/0! | #DIV/0! | #DIV/0! | #DIV/0! |  | #DIV/0!

## DHW_cold vs. warm (hidden)
| SaveEnergyTogether | Cost Benefit Assessement Tool for assessing local and over-regional energy saving campaigns
Domestic hot water consumption reduction - Use more cold tap water instead of hot
Help | Parameter | Unit | Input Values |  | Input Values |  |  | Remark/Reference Value
| Building type |  | Single family house |  | Apartment house
| Thermal quality status of the building |  | unrefurbished | refurbished | unrefurbished | refurbished
Reduction of Final energy consumption, relative to average consumption
| Use more cold tap water instead of hot | % | 25 | savings | 1.75 | l/person.day | normally | 7 | l/person.day
Reduction of useful energy consumption, absolute
| Use more cold tap water instead of hot | kWh/a | 95.0869 | 95.0869 | 71.3152 | 71.3152
| WACC, private | % p.a. | 4% | 4% | 4% | 4%
| Lifetime of the intervention | years | 3 | 3 | 3 | 3
Results per home
Help | Parameter | Unit | Input Values |  | Input Values |  |  | Remark/Reference Value
| Building type |  | Single family house |  | Apartment house
| Thermal quality status of the building |  | unrefurbished | refurbished | unrefurbished | refurbished
Final Energy Savings
| District heat | kWh/a | 149.0021 | 147.4817 | 166.8922 | 165.1892
| Log wood | kWh/a | 222.357 | 206.4744 | 241.62 | 231.2649
| Biomass pellets | kWh/a | 180.6651 | 172.062 | 197.4212 | 192.7207
| Brown coal briquettes | kWh/a | 222.357 | 206.4744 | 249.0545 | 231.2649
| Liquefied Petroleum Gas (LPG) | kWh/a | 180.6651 | 170.0377 | 202.3568 | 190.4534
| Fuel oil | kWh/a | 180.6651 | 168.0605 | 202.3568 | 188.2389
| Natural gas | kWh/a | 170.0377 | 166.1288 | 186.0752 | 186.0752
| Direct-electricity system | kWh/a | 95.0869 | 95.0869 | 71.3152 | 71.3152 |  | Average
| Central heat pump | kWh/a | 49.8757 | 44.3146 | 49.6353 | 46.118 |  | 163.7833
Energy Cost Savings, 1st year
| District heat | €/a.apartment | #VALUE! | #VALUE! | #VALUE! | #VALUE! |  | cost savings refer to DH working price component only
| Log wood | €/a.apartment | #VALUE! | #VALUE! | #VALUE! | #VALUE!
| Biomass pellets | €/a.apartment | #VALUE! | #VALUE! | #VALUE! | #VALUE!
| Brown coal briquettes | €/a.apartment | #VALUE! | #VALUE! | #VALUE! | #VALUE!
| Liquefied Petroleum Gas (LPG) | €/a.apartment | #VALUE! | #VALUE! | #VALUE! | #VALUE!
| Fuel oil | €/a.apartment | #VALUE! | #VALUE! | #VALUE! | #VALUE!
| Natural gas | €/a.apartment | #VALUE! | #VALUE! | #VALUE! | #VALUE!
| Direct-electricity system | €/a.apartment | #VALUE! | #VALUE! | #VALUE! | #VALUE! |  |  | Average
| Central heat pump | €/a.apartment | #VALUE! | #VALUE! | #VALUE! | #VALUE! |  | #VALUE! | #VALUE!
| Energy Cost Savings, annuity | [6 empty] | Present value factor, private perspective
| District heat | €/a.apartment | #VALUE! | #VALUE! | #VALUE! | #VALUE! |  | 2.8432
| Log wood | €/a.apartment | #VALUE! | #VALUE! | #VALUE! | #VALUE! |  | 2.8295
| Biomass pellets | €/a.apartment | #VALUE! | #VALUE! | #VALUE! | #VALUE! |  | 2.8432
| Brown coal briquettes | €/a.apartment | #VALUE! | #VALUE! | #VALUE! | #VALUE! |  | 2.8432
| Liquefied Petroleum Gas (LPG) | €/a.apartment | #VALUE! | #VALUE! | #VALUE! | #VALUE! |  | 2.8432
| Fuel oil | €/a.apartment | #VALUE! | #VALUE! | #VALUE! | #VALUE! |  | 2.8432
| Natural gas | €/a.apartment | #VALUE! | #VALUE! | #VALUE! | #VALUE! |  | 2.8542
| Direct-electricity system | €/a.apartment | #VALUE! | #VALUE! | #VALUE! | #VALUE! |  | 2.8432
| Central heat pump | €/a.apartment | #VALUE! | #VALUE! | #VALUE! | #VALUE! |  | 2.8432
| Avoided greenhouse gas emissions | [6 empty] | Avoided SO2 polutant emissions | [6 empty] | Avoided NOx polutant emissions | [5 empty] | Avoided PM polutant emissions | [5 empty] | Avoided NMVOC polutant emissions
| District heat | t CO2e p.a. | #VALUE! | #VALUE! | #VALUE! | #VALUE! |  | District heat |  | t SO2 p.a. | #DIV/0! | #DIV/0! | #DIV/0! | #DIV/0! | District heat | t NOx p.a. | #DIV/0! | #DIV/0! | #DIV/0! | #DIV/0! | District heat | t PM p.a. | #DIV/0! | #DIV/0! | #DIV/0! | #DIV/0! | District heat | t NMVOC p.a. | #DIV/0! | #DIV/0! | #DIV/0! | #DIV/0!
| Log wood | t CO2e p.a. | 0 | 0 | 0 | 0 |  | Log wood |  | t SO2 p.a. | 4.4471e-06 | 4.1295e-06 | 4.8324e-06 | 4.6253e-06 | Log wood | t NOx p.a. | 6.8931e-05 | 6.4007e-05 | 7.4902e-05 | 7.1692e-05 | Log wood | t PM p.a. | 1.5565e-05 | 1.4453e-05 | 1.6913e-05 | 1.6189e-05 | Log wood | t NMVOC p.a. | 2.2236e-06 | 2.0647e-06 | 2.4162e-06 | 2.3126e-06
| Biomass pellets | t CO2e p.a. | 0 | 0 | 0 | 0 |  | Biomass pellets |  | t SO2 p.a. | 3.6133e-06 | 3.4412e-06 | 3.9484e-06 | 3.8544e-06 | Biomass pellets | t NOx p.a. | 5.6006e-05 | 5.3339e-05 | 6.1201e-05 | 5.9743e-05 | Biomass pellets | t PM p.a. | 1.2647e-05 | 1.2044e-05 | 1.3819e-05 | 1.349e-05 | Biomass pellets | t NMVOC p.a. | 1.8067e-06 | 1.7206e-06 | 1.9742e-06 | 1.9272e-06
| Brown coal briquettes | t CO2e p.a. | 0.08325 | 0.077304 | 0.093246 | 0.086586 |  | Brown coal briquettes |  | t SO2 p.a. | 4.2248e-05 | 3.923e-05 | 4.732e-05 | 4.394e-05 | Brown coal briquettes | t NOx p.a. | 6.226e-05 | 5.7813e-05 | 6.9735e-05 | 6.4754e-05 | Brown coal briquettes | t PM p.a. | 2.2236e-06 | 2.0647e-06 | 2.4905e-06 | 2.3126e-06 | Brown coal briquettes | t NMVOC p.a. | 2.2236e-06 | 2.0647e-06 | 2.4905e-06 | 2.3126e-06
| Liquefied Petroleum Gas (LPG) | t CO2e p.a. | 0.041625 | 0.039177 | 0.046623 | 0.04388 |  | Liquefied Petroleum Gas (LPG) |  | t SO2 p.a. | 3.252e-05 | 3.0607e-05 | 3.6424e-05 | 3.4282e-05 | Liquefied Petroleum Gas (LPG) | t NOx p.a. | 0.00012647 | 0.00011903 | 0.00014165 | 0.00013332 | Liquefied Petroleum Gas (LPG) | t PM p.a. | 1.8067e-06 | 1.7004e-06 | 2.0236e-06 | 1.9045e-06 | Liquefied Petroleum Gas (LPG) | t NMVOC p.a. | 1.8067e-06 | 1.7004e-06 | 2.0236e-06 | 1.9045e-06
| Fuel oil | t CO2e p.a. | 0.050731 | 0.047191 | 0.056822 | 0.052857 |  | Fuel oil |  | t SO2 p.a. | 3.252e-05 | 3.0251e-05 | 3.6424e-05 | 3.3883e-05 | Fuel oil | t NOx p.a. | 0.00012647 | 0.00011764 | 0.00014165 | 0.00013177 | Fuel oil | t PM p.a. | 1.8067e-06 | 1.6806e-06 | 2.0236e-06 | 1.8824e-06 | Fuel oil | t NMVOC p.a. | 1.8067e-06 | 1.6806e-06 | 2.0236e-06 | 1.8824e-06
| Natural gas | t CO2e p.a. | 0.034035 | 0.033252 | 0.037245 | 0.037245 |  | Natural gas |  | t SO2 p.a. | 0 | 0 | 0 | 0 | Natural gas | t NOx p.a. | 2.2105e-05 | 2.1597e-05 | 2.419e-05 | 2.419e-05 | Natural gas | t PM p.a. | 0 | 0 | 0 | 0 | Natural gas | t NMVOC p.a. | 0 | 0 | 0 | 0
| Direct-electricity system | t CO2e p.a. | #N/A | #N/A | #N/A | #N/A |  | Direct-electricity system |  | t SO2 p.a. | #DIV/0! | #DIV/0! | #DIV/0! | #DIV/0! | Direct-electricity system | t NOx p.a. | #DIV/0! | #DIV/0! | #DIV/0! | #DIV/0! | Direct-electricity system | t PM p.a. | #DIV/0! | #DIV/0! | #DIV/0! | #DIV/0! | Direct-electricity system | t NMVOC p.a. | #DIV/0! | #DIV/0! | #DIV/0! | #DIV/0!
| Central heat pump | t CO2e p.a. | #N/A | #N/A | #N/A | #N/A |  | Central heat pump |  | t SO2 p.a. | #DIV/0! | #DIV/0! | #DIV/0! | #DIV/0! | Central heat pump | t NOx p.a. | #DIV/0! | #DIV/0! | #DIV/0! | #DIV/0! | Central heat pump | t PM p.a. | #DIV/0! | #DIV/0! | #DIV/0! | #DIV/0! | Central heat pump | t NMVOC p.a. | #DIV/0! | #DIV/0! | #DIV/0! | #DIV/0!
| Avoided social costs of GHG-emissions (net present values) | [6 empty] | Avoided social health costs of SO2-emissions (net present values) | [6 empty] | Avoided social health costs of NOx-emissions (net present values) | [5 empty] | Avoided social health costs of PM-emissions (net present values) | [5 empty] | Avoided social health costs of NMVOC-emissions (net present values)
| District heat | €/a.home | #VALUE! | #VALUE! | #VALUE! | #VALUE! |  | District heat |  | €/a.home | #DIV/0! | #DIV/0! | #DIV/0! | #DIV/0! | District heat | €/a.home | #DIV/0! | #DIV/0! | #DIV/0! | #DIV/0! | District heat | €/a.home | #DIV/0! | #DIV/0! | #DIV/0! | #DIV/0! | District heat | €/a.home | #DIV/0! | #DIV/0! | #DIV/0! | #DIV/0!
| Log wood | €/a.home | 0 | 0 | 0 | 0 |  | Log wood |  | €/a.home | 0.086469 | 0.080293 | 0.09396 | 0.089933 | Log wood | €/a.home | 1.1714 | 1.0877 | 1.2729 | 1.2183 | Log wood | €/a.home | 0.52665 | 0.48903 | 0.57227 | 0.54774 | Log wood | €/a.home | 0.0040851 | 0.0037933 | 0.004439 | 0.0042487
| Biomass pellets | €/a.home | 0 | 0 | 0 | 0 |  | Biomass pellets |  | €/a.home | 0.070256 | 0.066911 | 0.076772 | 0.074944 | Biomass pellets | €/a.home | 0.95178 | 0.90645 | 1.0401 | 1.0153 | Biomass pellets | €/a.home | 0.4279 | 0.40752 | 0.46759 | 0.45645 | Biomass pellets | €/a.home | 0.0033191 | 0.0031611 | 0.003627 | 0.0035406
| Brown coal briquettes | €/a.home | 16.0619 | 14.9146 | 17.9904 | 16.7054 |  | Brown coal briquettes |  | €/a.home | 0.82146 | 0.76278 | 0.92008 | 0.85436 | Brown coal briquettes | €/a.home | 1.0581 | 0.98248 | 1.1851 | 1.1004 | Brown coal briquettes | €/a.home | 0.075235 | 0.069861 | 0.084268 | 0.078249 | Brown coal briquettes | €/a.home | 0.0040851 | 0.0037933 | 0.0045756 | 0.0042487
| Liquefied Petroleum Gas (LPG) | €/a.home | 8.031 | 7.5585 | 8.9952 | 8.4661 |  | Liquefied Petroleum Gas (LPG) |  | €/a.home | 0.6323 | 0.59511 | 0.70822 | 0.66656 | Liquefied Petroleum Gas (LPG) | €/a.home | 2.1492 | 2.0228 | 2.4072 | 2.2656 | Liquefied Petroleum Gas (LPG) | €/a.home | 0.061128 | 0.057533 | 0.068468 | 0.06444 | Liquefied Petroleum Gas (LPG) | €/a.home | 0.0033191 | 0.0031239 | 0.0037176 | 0.003499
| Fuel oil | €/a.home | 9.7877 | 9.1049 | 10.9629 | 10.198 |  | Fuel oil |  | €/a.home | 0.6323 | 0.58819 | 0.70822 | 0.65881 | Fuel oil | €/a.home | 2.1492 | 1.9992 | 2.4072 | 2.2393 | Fuel oil | €/a.home | 0.061128 | 0.056864 | 0.068468 | 0.063691 | Fuel oil | €/a.home | 0.0033191 | 0.0030876 | 0.0037176 | 0.0034583
| Natural gas | €/a.home | 6.5665 | 6.4155 | 7.1858 | 7.1858 |  | Natural gas |  | €/a.home | 0 | 0 | 0 | 0 | Natural gas | €/a.home | 0.37565 | 0.36702 | 0.41108 | 0.41108 | Natural gas | €/a.home | 0 | 0 | 0 | 0 | Natural gas | €/a.home | 0 | 0 | 0 | 0
| Direct-electricity system | €/a.home | #N/A | #N/A | #N/A | #N/A |  | Direct-electricity system |  | €/a.home | #DIV/0! | #DIV/0! | #DIV/0! | #DIV/0! | Direct-electricity system | €/a.home | #DIV/0! | #DIV/0! | #DIV/0! | #DIV/0! | Direct-electricity system | €/a.home | #DIV/0! | #DIV/0! | #DIV/0! | #DIV/0! | Direct-electricity system | €/a.home | #DIV/0! | #DIV/0! | #DIV/0! | #DIV/0!
| Central heat pump | €/a.home | #N/A | #N/A | #N/A | #N/A |  | Central heat pump |  | €/a.home | #DIV/0! | #DIV/0! | #DIV/0! | #DIV/0! | Central heat pump | €/a.home | #DIV/0! | #DIV/0! | #DIV/0! | #DIV/0! | Central heat pump | €/a.home | #DIV/0! | #DIV/0! | #DIV/0! | #DIV/0! | Central heat pump | €/a.home | #DIV/0! | #DIV/0! | #DIV/0! | #DIV/0!
| Social discount rate | % p.a. | 3%
| Avoided social health costs of other air pollutant emissions (net present values) | [6 empty] | Present value factor, social/public perspective
| District heat | €/a.home | #DIV/0! | #DIV/0! | #DIV/0! | #DIV/0! |  | 2.8985
| Log wood | €/a.home | 1.7886 | 1.6609 | 1.9436 | 1.8603 |  | 2.8844
| Biomass pellets | €/a.home | 1.4533 | 1.384 | 1.588 | 1.5502 |  | 2.8985
| Brown coal briquettes | €/a.home | 1.9588 | 1.8189 | 2.194 | 2.0373 |  | 2.8985
| Liquefied Petroleum Gas (LPG) | €/a.home | 2.8459 | 2.6785 | 3.1876 | 3.0001 |  | 2.8985
| Fuel oil | €/a.home | 2.8459 | 2.6474 | 3.1876 | 2.9652 |  | 2.8985
| Natural gas | €/a.home | 0.37565 | 0.36702 | 0.41108 | 0.41108 |  | 2.9098
| Direct-electricity system | €/a.home | #DIV/0! | #DIV/0! | #DIV/0! | #DIV/0! |  | 2.8985
| Central heat pump | €/a.home | #DIV/0! | #DIV/0! | #DIV/0! | #DIV/0! |  | 2.8985
Overview of apartements with Use more cold tap water instead of hot
Help | Parameter | Unit | Input Values |  | Input Values |  |  | Remark/Reference Value
| Building type |  | Single family house |  | Apartment house
| Thermal quality status of the building |  | unrefurbished | refurbished | unrefurbished | refurbished
| District heat | nr of flats | 0 | 0 | 0 | 0
| Log wood | nr of flats | 0 | 0 | 0 | 0
| Biomass pellets | nr of flats | 0 | 0 | 0 | 0
| Brown coal briquettes | nr of flats | 0 | 0 | 0 | 0
| Liquefied Petroleum Gas (LPG) | nr of flats | 0 | 0 | 0 | 0
| Fuel oil | nr of flats | 0 | 0 | 0 | 0
| Natural gas | nr of flats | 0 | 0 | 0 | 0
| Direct-electricity system | nr of flats | 0 | 0 | 0 | 0
| Central heat pump | nr of flats | 0 | 0 | 0 | 0
Total final energy savings during lifetime
| District heat | kWh | 0 | 0 | 0 | 0
| Log wood | kWh | 0 | 0 | 0 | 0
| Biomass pellets | kWh | 0 | 0 | 0 | 0
| Brown coal briquettes | kWh | 0 | 0 | 0 | 0
| Liquefied Petroleum Gas (LPG) | kWh | 0 | 0 | 0 | 0
| Fuel oil | kWh | 0 | 0 | 0 | 0
| Natural gas | kWh | 0 | 0 | 0 | 0
| Direct-electricity system | kWh | 0 | 0 | 0 | 0
| Central heat pump | kWh | 0 | 0 | 0 | 0
| Total | kWh | 0 | 0 | 0 | 0 |  | 0
Energy Cost Savings over lifetime, net present value
| District heat | € | #VALUE! | #VALUE! | #VALUE! | #VALUE!
| Log wood | € | #VALUE! | #VALUE! | #VALUE! | #VALUE!
| Biomass pellets | € | #VALUE! | #VALUE! | #VALUE! | #VALUE!
| Brown coal briquettes | € | #VALUE! | #VALUE! | #VALUE! | #VALUE!
| Liquefied Petroleum Gas (LPG) | € | #VALUE! | #VALUE! | #VALUE! | #VALUE!
| Fuel oil | € | #VALUE! | #VALUE! | #VALUE! | #VALUE!
| Natural gas | € | #VALUE! | #VALUE! | #VALUE! | #VALUE!
| Direct-electricity system | € | #VALUE! | #VALUE! | #VALUE! | #VALUE! |  |  |  | Average
| Central heat pump | € | #VALUE! | #VALUE! | #VALUE! | #VALUE! |  |  |  | #VALUE!
| Total | € | #VALUE! | #VALUE! | #VALUE! | #VALUE! |  | #VALUE!
Avoided greenhouse gas emissions
| District heat | t CO2e p.a. | #VALUE! | #VALUE! | #VALUE! | #VALUE!
| Log wood | t CO2e p.a. | 0 | 0 | 0 | 0
| Biomass pellets | t CO2e p.a. | 0 | 0 | 0 | 0
| Brown coal briquettes | t CO2e p.a. | 0 | 0 | 0 | 0
| Liquefied Petroleum Gas (LPG) | t CO2e p.a. | 0 | 0 | 0 | 0
| Fuel oil | t CO2e p.a. | 0 | 0 | 0 | 0
| Natural gas | t CO2e p.a. | 0 | 0 | 0 | 0
| Direct-electricity system | t CO2e p.a. | #N/A | #N/A | #N/A | #N/A
| Central heat pump | t CO2e p.a. | #N/A | #N/A | #N/A | #N/A
| Total | t CO2e p.a. | #VALUE! | #VALUE! | #VALUE! | #VALUE! |  | #VALUE!
Total avoided greenhouse gas emissions during lifetime
| District heat | t CO2e | #VALUE! | #VALUE! | #VALUE! | #VALUE!
| Log wood | t CO2e | 0 | 0 | 0 | 0
| Biomass pellets | t CO2e | 0 | 0 | 0 | 0
| Brown coal briquettes | t CO2e | 0 | 0 | 0 | 0
| Liquefied Petroleum Gas (LPG) | t CO2e | 0 | 0 | 0 | 0
| Fuel oil | t CO2e | 0 | 0 | 0 | 0
| Natural gas | t CO2e | 0 | 0 | 0 | 0
| Direct-electricity system | t CO2e | #N/A | #N/A | #N/A | #N/A
| Central heat pump | t CO2e | #N/A | #N/A | #N/A | #N/A
| Total | t CO2e | #VALUE! | #VALUE! | #VALUE! | #VALUE! |  | #VALUE!
Avoided social costs of GHG-emissions (net present values)
| District heat | €/a | #VALUE! | #VALUE! | #VALUE! | #VALUE!
| Log wood | €/a | 0 | 0 | 0 | 0
| Biomass pellets | €/a | 0 | 0 | 0 | 0
| Brown coal briquettes | €/a | 0 | 0 | 0 | 0
| Liquefied Petroleum Gas (LPG) | €/a | 0 | 0 | 0 | 0
| Fuel oil | €/a | 0 | 0 | 0 | 0
| Natural gas | €/a | 0 | 0 | 0 | 0
| Direct-electricity system | €/a | #N/A | #N/A | #N/A | #N/A
| Central heat pump | €/a | #N/A | #N/A | #N/A | #N/A
| Total | €/a | #VALUE! | #VALUE! | #VALUE! | #VALUE! |  | #VALUE!
Avoided social costs of GHG-emissions during lifetime (net present values)
| District heat | € | #VALUE! | #VALUE! | #VALUE! | #VALUE!
| Log wood | € | 0 | 0 | 0 | 0
| Biomass pellets | € | 0 | 0 | 0 | 0
| Brown coal briquettes | € | 0 | 0 | 0 | 0
| Liquefied Petroleum Gas (LPG) | € | 0 | 0 | 0 | 0
| Fuel oil | € | 0 | 0 | 0 | 0
| Natural gas | € | 0 | 0 | 0 | 0
| Direct-electricity system | € | #N/A | #N/A | #N/A | #N/A
| Central heat pump | € | #N/A | #N/A | #N/A | #N/A
| Total | € | #VALUE! | #VALUE! | #VALUE! | #VALUE! |  | #VALUE!
Avoided other air pollutant emissions (SO2, NOx, PM, NMVOC)
| District heat | t p.a. | #DIV/0! | #DIV/0! | #DIV/0! | #DIV/0!
| Log wood | t p.a. | 0 | 0 | 0 | 0
| Biomass pellets | t p.a. | 0 | 0 | 0 | 0
| Brown coal briquettes | t p.a. | 0 | 0 | 0 | 0
| Liquefied Petroleum Gas (LPG) | t p.a. | 0 | 0 | 0 | 0
| Fuel oil | t p.a. | 0 | 0 | 0 | 0
| Natural gas | t p.a. | 0 | 0 | 0 | 0
| Direct-electricity system | t p.a. | #DIV/0! | #DIV/0! | #DIV/0! | #DIV/0!
| Central heat pump | t p.a. | #DIV/0! | #DIV/0! | #DIV/0! | #DIV/0!
| Total | t p.a. | #DIV/0! | #DIV/0! | #DIV/0! | #DIV/0! |  | #DIV/0!
Avoided other air pollutant emissions (SO2, NOx, PM, NMVOC) during lifetime
| District heat | t | #DIV/0! | #DIV/0! | #DIV/0! | #DIV/0!
| Log wood | t | 0 | 0 | 0 | 0
| Biomass pellets | t | 0 | 0 | 0 | 0
| Brown coal briquettes | t | 0 | 0 | 0 | 0
| Liquefied Petroleum Gas (LPG) | t | 0 | 0 | 0 | 0
| Fuel oil | t | 0 | 0 | 0 | 0
| Natural gas | t | 0 | 0 | 0 | 0
| Direct-electricity system | t | #DIV/0! | #DIV/0! | #DIV/0! | #DIV/0!
| Central heat pump | t | #DIV/0! | #DIV/0! | #DIV/0! | #DIV/0!
| Total | t | #DIV/0! | #DIV/0! | #DIV/0! | #DIV/0! |  | #DIV/0!
Avoided social health costs of other air pollutant emissions (net present values)
| District heat | €/a | #DIV/0! | #DIV/0! | #DIV/0! | #DIV/0!
| Log wood | €/a | 0 | 0 | 0 | 0
| Biomass pellets | €/a | 0 | 0 | 0 | 0
| Brown coal briquettes | €/a | 0 | 0 | 0 | 0
| Liquefied Petroleum Gas (LPG) | €/a | 0 | 0 | 0 | 0
| Fuel oil | €/a | 0 | 0 | 0 | 0
| Natural gas | €/a | 0 | 0 | 0 | 0
| Direct-electricity system | €/a | #DIV/0! | #DIV/0! | #DIV/0! | #DIV/0!
| Central heat pump | €/a | #DIV/0! | #DIV/0! | #DIV/0! | #DIV/0!
| Total | €/a | #DIV/0! | #DIV/0! | #DIV/0! | #DIV/0! |  | #DIV/0!
Avoided social health costs of other air pollutant emissions during lifetime (net present value)
| District heat | € | #DIV/0! | #DIV/0! | #DIV/0! | #DIV/0!
| Log wood | € | 0 | 0 | 0 | 0
| Biomass pellets | € | 0 | 0 | 0 | 0
| Brown coal briquettes | € | 0 | 0 | 0 | 0
| Liquefied Petroleum Gas (LPG) | € | 0 | 0 | 0 | 0
| Fuel oil | € | 0 | 0 | 0 | 0
| Natural gas | € | 0 | 0 | 0 | 0
| Direct-electricity system | € | #DIV/0! | #DIV/0! | #DIV/0! | #DIV/0!
| Central heat pump | € | #DIV/0! | #DIV/0! | #DIV/0! | #DIV/0!
| Total | € | #DIV/0! | #DIV/0! | #DIV/0! | #DIV/0! |  | #DIV/0!

## DHW_small_invest (hidden)
| SaveEnergyTogether | Cost Benefit Assessement Tool for assessing local and over-regional energy saving campaigns
Domestic hot water consumption reduction - Use of a water-saving shower head
Help | Parameter | Unit | Input Values |  | Input Values |  |  | Remark/Reference Value
| Building type |  | Single family house |  | Apartment house
| Thermal quality status of the building |  | unrefurbished | refurbished | unrefurbished | refurbished
Reduction of Final energy consumption, relative to average consumption
| Use of a water-saving shower head | % | 15 | savings | 6.3 | l/person.day | normally | 42 | l/person.day
Reduction of useful energy consumption, absolute
| Use of a water-saving shower head | kWh/a | 342.3128 | 342.3128 | 256.7346 | 256.7346
Individual implementation costs
Help | Parameter | Unit | Input Values |  | Input Values |  |  | Remark/Reference Value
| Building type |  | Single family house |  | Apartment house
| Thermal quality status of the building |  | unrefurbished | refurbished | unrefurbished | refurbished |  | SFH | AH
Use of a water-saving shower head
| Time to get informed on intervention type | hours | 0.5 | 0.5 | 0.5 | 0.5 |  | 0 to 1 | hours
| Time to collect materials at DIY stores | hours | 1 | 1 | 1 | 1 |  | 0,5 to 1,5 | hours
| Total information and collection time | hours | 1.5 | 1.5 | 1.5 | 1.5
| Total DIY implementation time | hours | 0.3 | 0.3 | 0.3 | 0.3 |  | 0,2 to 0,4 | hours
| Total info, collection and implementation time | hours | 1.8 | 1.8 | 1.8 | 1.8
| Opportunity costs of lost leisure time | €/h | 15 | 15 | 15 | 15 |  | 10-40 | €/h |  | depending on income, priorities, personal goals and the alternatives (e.g. overtime) available
| Total DIY costs | € | 27 | 27 | 27 | 27
| Number of shower heads | # | 1 | 1 | 1 | 1
| Costs of shower head | € per unit | 30 | 30 | 30 | 30 |  | 20 to 40 | €
| Material costs | € | 30 | 30 | 30 | 30
| Total up-front investment | € | 57 | 57 | 57 | 57
| Maintenance and servicing costs, first year | €/year | 0 | 0 | 0 | 0 |  | 0 | €/year
| Price escalation rate M&S costs | % p.a. | 2%
| Present value factor, private perspective | % p.a. | 8.8246 | 8.8246 | 8.8246 | 8.8246
| Maintenance and servicing costs, annuity | €/year | 0 | 0 | 0 | 0
| WACC, private | % p.a. | 4% | 4% | 4% | 4%
| Lifetime of the intervention | years | 10 | 10 | 10 | 10 |  | 5 to 10 | ADENE, estimation
Final Energy Savings
| District heat | kWh/a | 536.4076 | 530.9341 | 600.8118 | 594.6811
| Log wood | kWh/a | 800.4852 | 743.3077 | 869.8321 | 832.5536
| Biomass pellets | kWh/a | 650.3943 | 619.4231 | 710.7164 | 693.7946
| Brown coal briquettes | kWh/a | 800.4852 | 743.3077 | 896.5961 | 832.5536
| Liquefied Petroleum Gas (LPG) | kWh/a | 650.3943 | 612.1358 | 728.4844 | 685.6323
| Fuel oil | kWh/a | 650.3943 | 605.0179 | 728.4844 | 677.6599
| Natural gas | kWh/a | 612.1358 | 598.0637 | 669.8707 | 669.8707
| Direct-electricity system | kWh/a | 342.3128 | 342.3128 | 256.7346 | 256.7346 |  | Average | Average beneficial only
| Central heat pump | kWh/a | 179.5525 | 159.5325 | 178.687 | 166.0248 |  | 589.62 | #DIV/0!
Energy Cost Savings, 1st year
| District heat | €/a.apartment | #VALUE! | #VALUE! | #VALUE! | #VALUE! |  | cost savings refer to DH working price component only
| Log wood | €/a.apartment | #VALUE! | #VALUE! | #VALUE! | #VALUE!
| Biomass pellets | €/a.apartment | #VALUE! | #VALUE! | #VALUE! | #VALUE!
| Brown coal briquettes | €/a.apartment | #VALUE! | #VALUE! | #VALUE! | #VALUE!
| Liquefied Petroleum Gas (LPG) | €/a.apartment | #VALUE! | #VALUE! | #VALUE! | #VALUE!
| Fuel oil | €/a.apartment | #VALUE! | #VALUE! | #VALUE! | #VALUE!
| Natural gas | €/a.apartment | #VALUE! | #VALUE! | #VALUE! | #VALUE!
| Direct-electricity system | €/a.apartment | #VALUE! | #VALUE! | #VALUE! | #VALUE! |  |  | Average | Average beneficial only
| Central heat pump | €/a.apartment | #VALUE! | #VALUE! | #VALUE! | #VALUE! |  | #VALUE! | #VALUE! | #DIV/0!
| Energy Cost Savings, annuity | [6 empty] | Present value factor, private perspective
| District heat | €/a.apartment | #VALUE! | #VALUE! | #VALUE! | #VALUE! |  | 9.0147
| Log wood | €/a.apartment | #VALUE! | #VALUE! | #VALUE! | #VALUE! |  | 8.8246
| Biomass pellets | €/a.apartment | #VALUE! | #VALUE! | #VALUE! | #VALUE! |  | 9.0147
| Brown coal briquettes | €/a.apartment | #VALUE! | #VALUE! | #VALUE! | #VALUE! |  | 9.0147
| Liquefied Petroleum Gas (LPG) | €/a.apartment | #VALUE! | #VALUE! | #VALUE! | #VALUE! |  | 9.0147
| Fuel oil | €/a.apartment | #VALUE! | #VALUE! | #VALUE! | #VALUE! |  | 9.0147
| Natural gas | €/a.apartment | #VALUE! | #VALUE! | #VALUE! | #VALUE! |  | 9.1704
| Direct-electricity system | €/a.apartment | #VALUE! | #VALUE! | #VALUE! | #VALUE! |  | 9.0147
| Central heat pump | €/a.apartment | #VALUE! | #VALUE! | #VALUE! | #VALUE! |  | 9.0147
Results per home
Help | Parameter | Unit | Input Values |  | Input Values |  |  | Remark/Reference Value
| Building type |  | Single family house |  | Apartment house
| Thermal quality status of the building |  | unrefurbished | refurbished | unrefurbished | refurbished
| Static pay-back time | [6 empty] | Intervention is beneficial
| District heat | years | #VALUE! | #VALUE! | #VALUE! | #VALUE! |  | #VALUE! | #VALUE! | #VALUE! | #VALUE!
| Log wood | years | #VALUE! | #VALUE! | #VALUE! | #VALUE! |  | #VALUE! | #VALUE! | #VALUE! | #VALUE!
| Biomass pellets | years | #VALUE! | #VALUE! | #VALUE! | #VALUE! |  | #VALUE! | #VALUE! | #VALUE! | #VALUE!
| Brown coal briquettes | years | #VALUE! | #VALUE! | #VALUE! | #VALUE! |  | #VALUE! | #VALUE! | #VALUE! | #VALUE!
| Liquefied Petroleum Gas (LPG) | years | #VALUE! | #VALUE! | #VALUE! | #VALUE! |  | #VALUE! | #VALUE! | #VALUE! | #VALUE!
| Fuel oil | years | #VALUE! | #VALUE! | #VALUE! | #VALUE! |  | #VALUE! | #VALUE! | #VALUE! | #VALUE!
| Natural gas | years | #VALUE! | #VALUE! | #VALUE! | #VALUE! |  | #VALUE! | #VALUE! | #VALUE! | #VALUE!
| Direct-electricity system | years | #VALUE! | #VALUE! | #VALUE! | #VALUE! |  | #VALUE! | #VALUE! | #VALUE! | #VALUE! |  | unrefurbished | refurbished
| Central heat pump | years | #VALUE! | #VALUE! | #VALUE! | #VALUE! |  | #VALUE! | #VALUE! | #VALUE! | #VALUE! |  | yes | yes
| Dynamic pay-back time | [6 empty] | Intervention is beneficial
| District heat | years | #VALUE! | #VALUE! | #VALUE! | #VALUE! |  | #VALUE! | #VALUE! | #VALUE! | #VALUE!
| Log wood | years | #VALUE! | #VALUE! | #VALUE! | #VALUE! |  | #VALUE! | #VALUE! | #VALUE! | #VALUE!
| Biomass pellets | years | #VALUE! | #VALUE! | #VALUE! | #VALUE! |  | #VALUE! | #VALUE! | #VALUE! | #VALUE!
| Brown coal briquettes | years | #VALUE! | #VALUE! | #VALUE! | #VALUE! |  | #VALUE! | #VALUE! | #VALUE! | #VALUE!
| Liquefied Petroleum Gas (LPG) | years | #VALUE! | #VALUE! | #VALUE! | #VALUE! |  | #VALUE! | #VALUE! | #VALUE! | #VALUE!
| Fuel oil | years | #VALUE! | #VALUE! | #VALUE! | #VALUE! |  | #VALUE! | #VALUE! | #VALUE! | #VALUE!
| Natural gas | years | #VALUE! | #VALUE! | #VALUE! | #VALUE! |  | #VALUE! | #VALUE! | #VALUE! | #VALUE!
| Direct-electricity system | years | #VALUE! | #VALUE! | #VALUE! | #VALUE! |  | #VALUE! | #VALUE! | #VALUE! | #VALUE!
| Central heat pump | years | #VALUE! | #VALUE! | #VALUE! | #VALUE! |  | #VALUE! | #VALUE! | #VALUE! | #VALUE!
| Avoided greenhouse gas emissions | [6 empty] | Avoided SO2 polutant emissions | [6 empty] | Avoided NOx polutant emissions | [5 empty] | Avoided PM polutant emissions | [5 empty] | Avoided NMVOC polutant emissions
| District heat | t CO2e p.a. | #VALUE! | #VALUE! | #VALUE! | #VALUE! |  | District heat |  | t SO2 p.a. | #DIV/0! | #DIV/0! | #DIV/0! | #DIV/0! | District heat | t NOx p.a. | #DIV/0! | #DIV/0! | #DIV/0! | #DIV/0! | District heat | t PM p.a. | #DIV/0! | #DIV/0! | #DIV/0! | #DIV/0! | District heat | t NMVOC p.a. | #DIV/0! | #DIV/0! | #DIV/0! | #DIV/0!
| Log wood | t CO2e p.a. | 0 | 0 | 0 | 0 |  | Log wood |  | t SO2 p.a. | 1.601e-05 | 1.4866e-05 | 1.7397e-05 | 1.6651e-05 | Log wood | t NOx p.a. | 0.00024815 | 0.00023043 | 0.00026965 | 0.00025809 | Log wood | t PM p.a. | 5.6034e-05 | 5.2032e-05 | 6.0888e-05 | 5.8279e-05 | Log wood | t NMVOC p.a. | 8.0049e-06 | 7.4331e-06 | 8.6983e-06 | 8.3255e-06
| Biomass pellets | t CO2e p.a. | 0 | 0 | 0 | 0 |  | Biomass pellets |  | t SO2 p.a. | 1.3008e-05 | 1.2388e-05 | 1.4214e-05 | 1.3876e-05 | Biomass pellets | t NOx p.a. | 0.00020162 | 0.00019202 | 0.00022032 | 0.00021508 | Biomass pellets | t PM p.a. | 4.5528e-05 | 4.336e-05 | 4.975e-05 | 4.8566e-05 | Biomass pellets | t NMVOC p.a. | 6.5039e-06 | 6.1942e-06 | 7.1072e-06 | 6.9379e-06
| Brown coal briquettes | t CO2e p.a. | 0.2997 | 0.27829 | 0.33569 | 0.31171 |  | Brown coal briquettes |  | t SO2 p.a. | 0.00015209 | 0.00014123 | 0.00017035 | 0.00015819 | Brown coal briquettes | t NOx p.a. | 0.00022414 | 0.00020813 | 0.00025105 | 0.00023311 | Brown coal briquettes | t PM p.a. | 8.0049e-06 | 7.4331e-06 | 8.966e-06 | 8.3255e-06 | Brown coal briquettes | t NMVOC p.a. | 8.0049e-06 | 7.4331e-06 | 8.966e-06 | 8.3255e-06
| Liquefied Petroleum Gas (LPG) | t CO2e p.a. | 0.14985 | 0.14104 | 0.16784 | 0.15797 |  | Liquefied Petroleum Gas (LPG) |  | t SO2 p.a. | 0.00011707 | 0.00011018 | 0.00013113 | 0.00012341 | Liquefied Petroleum Gas (LPG) | t NOx p.a. | 0.00045528 | 0.0004285 | 0.00050994 | 0.00047994 | Liquefied Petroleum Gas (LPG) | t PM p.a. | 6.5039e-06 | 6.1214e-06 | 7.2848e-06 | 6.8563e-06 | Liquefied Petroleum Gas (LPG) | t NMVOC p.a. | 6.5039e-06 | 6.1214e-06 | 7.2848e-06 | 6.8563e-06
| Fuel oil | t CO2e p.a. | 0.18263 | 0.16989 | 0.20456 | 0.19029 |  | Fuel oil |  | t SO2 p.a. | 0.00011707 | 0.0001089 | 0.00013113 | 0.00012198 | Fuel oil | t NOx p.a. | 0.00045528 | 0.00042351 | 0.00050994 | 0.00047436 | Fuel oil | t PM p.a. | 6.5039e-06 | 6.0502e-06 | 7.2848e-06 | 6.7766e-06 | Fuel oil | t NMVOC p.a. | 6.5039e-06 | 6.0502e-06 | 7.2848e-06 | 6.7766e-06
| Natural gas | t CO2e p.a. | 0.12253 | 0.11971 | 0.13408 | 0.13408 |  | Natural gas |  | t SO2 p.a. | 0 | 0 | 0 | 0 | Natural gas | t NOx p.a. | 7.9578e-05 | 7.7748e-05 | 8.7083e-05 | 8.7083e-05 | Natural gas | t PM p.a. | 0 | 0 | 0 | 0 | Natural gas | t NMVOC p.a. | 0 | 0 | 0 | 0
| Direct-electricity system | t CO2e p.a. | #N/A | #N/A | #N/A | #N/A |  | Direct-electricity system |  | t SO2 p.a. | #DIV/0! | #DIV/0! | #DIV/0! | #DIV/0! | Direct-electricity system | t NOx p.a. | #DIV/0! | #DIV/0! | #DIV/0! | #DIV/0! | Direct-electricity system | t PM p.a. | #DIV/0! | #DIV/0! | #DIV/0! | #DIV/0! | Direct-electricity system | t NMVOC p.a. | #DIV/0! | #DIV/0! | #DIV/0! | #DIV/0!
| Central heat pump | t CO2e p.a. | #N/A | #N/A | #N/A | #N/A |  | Central heat pump |  | t SO2 p.a. | #DIV/0! | #DIV/0! | #DIV/0! | #DIV/0! | Central heat pump | t NOx p.a. | #DIV/0! | #DIV/0! | #DIV/0! | #DIV/0! | Central heat pump | t PM p.a. | #DIV/0! | #DIV/0! | #DIV/0! | #DIV/0! | Central heat pump | t NMVOC p.a. | #DIV/0! | #DIV/0! | #DIV/0! | #DIV/0!
| Avoided social costs of GHG-emissions (net present values) | [6 empty] | Avoided social health costs of SO2-emissions (net present values) | [6 empty] | Avoided social health costs of NOx-emissions (net present values) | [5 empty] | Avoided social health costs of PM-emissions (net present values) | [5 empty] | Avoided social health costs of NMVOC-emissions (net present values)
| District heat | €/a.home | #VALUE! | #VALUE! | #VALUE! | #VALUE! |  | District heat |  | €/a.home | #DIV/0! | #DIV/0! | #DIV/0! | #DIV/0! | District heat | €/a.home | #DIV/0! | #DIV/0! | #DIV/0! | #DIV/0! | District heat | €/a.home | #DIV/0! | #DIV/0! | #DIV/0! | #DIV/0! | District heat | €/a.home | #DIV/0! | #DIV/0! | #DIV/0! | #DIV/0!
| Log wood | €/a.home | 0 | 0 | 0 | 0 |  | Log wood |  | €/a.home | 0.30095 | 0.27945 | 0.32702 | 0.313 | Log wood | €/a.home | 4.077 | 3.7858 | 4.4302 | 4.2403 | Log wood | €/a.home | 1.8329 | 1.702 | 1.9917 | 1.9064 | Log wood | €/a.home | 0.014218 | 0.013202 | 0.015449 | 0.014787
| Biomass pellets | €/a.home | 0 | 0 | 0 | 0 |  | Biomass pellets |  | €/a.home | 0.24452 | 0.23288 | 0.2672 | 0.26084 | Biomass pellets | €/a.home | 3.3126 | 3.1548 | 3.6198 | 3.5336 | Biomass pellets | €/a.home | 1.4893 | 1.4183 | 1.6274 | 1.5886 | Biomass pellets | €/a.home | 0.011552 | 0.011002 | 0.012623 | 0.012323
| Brown coal briquettes | €/a.home | 70.9235 | 65.8576 | 79.439 | 73.7648 |  | Brown coal briquettes |  | €/a.home | 2.859 | 2.6548 | 3.2023 | 2.9735 | Brown coal briquettes | €/a.home | 3.6825 | 3.4194 | 4.1246 | 3.83 | Brown coal briquettes | €/a.home | 0.26185 | 0.24314 | 0.29329 | 0.27234 | Brown coal briquettes | €/a.home | 0.014218 | 0.013202 | 0.015925 | 0.014787
| Liquefied Petroleum Gas (LPG) | €/a.home | 35.4618 | 33.3758 | 39.7195 | 37.3831 |  | Liquefied Petroleum Gas (LPG) |  | €/a.home | 2.2007 | 2.0712 | 2.4649 | 2.3199 | Liquefied Petroleum Gas (LPG) | €/a.home | 7.48 | 7.04 | 8.3781 | 7.8853 | Liquefied Petroleum Gas (LPG) | €/a.home | 0.21275 | 0.20024 | 0.2383 | 0.22428 | Liquefied Petroleum Gas (LPG) | €/a.home | 0.011552 | 0.010872 | 0.012939 | 0.012178
| Fuel oil | €/a.home | 43.219 | 40.2037 | 48.4082 | 45.0308 |  | Fuel oil |  | €/a.home | 2.2007 | 2.0471 | 2.4649 | 2.2929 | Fuel oil | €/a.home | 7.48 | 6.9581 | 8.3781 | 7.7936 | Fuel oil | €/a.home | 0.21275 | 0.19791 | 0.2383 | 0.22167 | Fuel oil | €/a.home | 0.011552 | 0.010746 | 0.012939 | 0.012036
| Natural gas | €/a.home | 28.9952 | 28.3287 | 31.73 | 31.73 |  | Natural gas |  | €/a.home | 0 | 0 | 0 | 0 | Natural gas | €/a.home | 1.3074 | 1.2774 | 1.4307 | 1.4307 | Natural gas | €/a.home | 0 | 0 | 0 | 0 | Natural gas | €/a.home | 0 | 0 | 0 | 0
| Direct-electricity system | €/a.home | #N/A | #N/A | #N/A | #N/A |  | Direct-electricity system |  | €/a.home | #DIV/0! | #DIV/0! | #DIV/0! | #DIV/0! | Direct-electricity system | €/a.home | #DIV/0! | #DIV/0! | #DIV/0! | #DIV/0! | Direct-electricity system | €/a.home | #DIV/0! | #DIV/0! | #DIV/0! | #DIV/0! | Direct-electricity system | €/a.home | #DIV/0! | #DIV/0! | #DIV/0! | #DIV/0!
| Central heat pump | €/a.home | #N/A | #N/A | #N/A | #N/A |  | Central heat pump |  | €/a.home | #DIV/0! | #DIV/0! | #DIV/0! | #DIV/0! | Central heat pump | €/a.home | #DIV/0! | #DIV/0! | #DIV/0! | #DIV/0! | Central heat pump | €/a.home | #DIV/0! | #DIV/0! | #DIV/0! | #DIV/0! | Central heat pump | €/a.home | #DIV/0! | #DIV/0! | #DIV/0! | #DIV/0!
| Social discount rate | % p.a. | 3%
| Avoided social health costs of other air pollutant emissions (net present values) | [6 empty] | Present value factor, social/public perspective
| District heat | €/a.home | #DIV/0! | #DIV/0! | #DIV/0! | #DIV/0! |  | 9.4994
| Log wood | €/a.home | 6.2251 | 5.7805 | 6.7644 | 6.4745 |  | 9.2954
| Biomass pellets | €/a.home | 5.0579 | 4.817 | 5.527 | 5.3954 |  | 9.4994
| Brown coal briquettes | €/a.home | 6.8175 | 6.3306 | 7.6361 | 7.0906 |  | 9.4994
| Liquefied Petroleum Gas (LPG) | €/a.home | 9.905 | 9.3223 | 11.0942 | 10.4416 |  | 9.4994
| Fuel oil | €/a.home | 9.905 | 9.2139 | 11.0942 | 10.3202 |  | 9.4994
| Natural gas | €/a.home | 1.3074 | 1.2774 | 1.4307 | 1.4307 |  | 9.6664
| Direct-electricity system | €/a.home | #DIV/0! | #DIV/0! | #DIV/0! | #DIV/0! |  | 9.4994
| Central heat pump | €/a.home | #DIV/0! | #DIV/0! | #DIV/0! | #DIV/0! |  | 9.4994
Overview of apartements with Use of a water-saving shower head
Help | Parameter | Unit | Input Values |  | Input Values |  |  | Remark/Reference Value
| Building type |  | Single family house |  | Apartment house
| Thermal quality status of the building |  | unrefurbished | refurbished | unrefurbished | refurbished
| District heat | nr of flats | 0 | 0 | 0 | 0
| Log wood | nr of flats | 0 | 0 | 0 | 0
| Biomass pellets | nr of flats | 0 | 0 | 0 | 0
| Brown coal briquettes | nr of flats | 0 | 0 | 0 | 0
| Liquefied Petroleum Gas (LPG) | nr of flats | 0 | 0 | 0 | 0
| Fuel oil | nr of flats | 0 | 0 | 0 | 0
| Natural gas | nr of flats | 0 | 0 | 0 | 0
| Direct-electricity system | nr of flats | 0 | 0 | 0 | 0
| Central heat pump | nr of flats | 0 | 0 | 0 | 0
Total investment of participating households
| District heat | € | 0 | 0 | 0 | 0
| Log wood | € | 0 | 0 | 0 | 0
| Biomass pellets | € | 0 | 0 | 0 | 0
| Brown coal briquettes | € | 0 | 0 | 0 | 0
| Liquefied Petroleum Gas (LPG) | € | 0 | 0 | 0 | 0
| Fuel oil | € | 0 | 0 | 0 | 0
| Natural gas | € | 0 | 0 | 0 | 0
| Direct-electricity system | € | 0 | 0 | 0 | 0
| Central heat pump | € | 0 | 0 | 0 | 0
| Total | € | 0 | 0 | 0 | 0 |  | 0
Total final energy savings during lifetime
| District heat | kWh | 0 | 0 | 0 | 0
| Log wood | kWh | 0 | 0 | 0 | 0
| Biomass pellets | kWh | 0 | 0 | 0 | 0
| Brown coal briquettes | kWh | 0 | 0 | 0 | 0
| Liquefied Petroleum Gas (LPG) | kWh | 0 | 0 | 0 | 0
| Fuel oil | kWh | 0 | 0 | 0 | 0
| Natural gas | kWh | 0 | 0 | 0 | 0
| Direct-electricity system | kWh | 0 | 0 | 0 | 0
| Central heat pump | kWh | 0 | 0 | 0 | 0
| Total | kWh | 0 | 0 | 0 | 0 |  | 0
Energy Cost Savings during lifetime, net present value
| District heat | € | #VALUE! | #VALUE! | #VALUE! | #VALUE!
| Log wood | € | #VALUE! | #VALUE! | #VALUE! | #VALUE!
| Biomass pellets | € | #VALUE! | #VALUE! | #VALUE! | #VALUE!
| Brown coal briquettes | € | #VALUE! | #VALUE! | #VALUE! | #VALUE!
| Liquefied Petroleum Gas (LPG) | € | #VALUE! | #VALUE! | #VALUE! | #VALUE!
| Fuel oil | € | #VALUE! | #VALUE! | #VALUE! | #VALUE!
| Natural gas | € | #VALUE! | #VALUE! | #VALUE! | #VALUE!
| Direct-electricity system | € | #VALUE! | #VALUE! | #VALUE! | #VALUE!
| Central heat pump | € | #VALUE! | #VALUE! | #VALUE! | #VALUE!
| Total | € | #VALUE! | #VALUE! | #VALUE! | #VALUE! |  | #VALUE!
Avoided greenhouse gas emissions
| District heat | t CO2e p.a. | #VALUE! | #VALUE! | #VALUE! | #VALUE!
| Log wood | t CO2e p.a. | 0 | 0 | 0 | 0
| Biomass pellets | t CO2e p.a. | 0 | 0 | 0 | 0
| Brown coal briquettes | t CO2e p.a. | 0 | 0 | 0 | 0
| Liquefied Petroleum Gas (LPG) | t CO2e p.a. | 0 | 0 | 0 | 0
| Fuel oil | t CO2e p.a. | 0 | 0 | 0 | 0
| Natural gas | t CO2e p.a. | 0 | 0 | 0 | 0
| Direct-electricity system | t CO2e p.a. | #N/A | #N/A | #N/A | #N/A
| Central heat pump | t CO2e p.a. | #N/A | #N/A | #N/A | #N/A
| Total | t CO2e p.a. | #VALUE! | #VALUE! | #VALUE! | #VALUE! |  | #VALUE!
Total avoided greenhouse gas emissions during lifetime
| District heat | t CO2e | #VALUE! | #VALUE! | #VALUE! | #VALUE!
| Log wood | t CO2e | 0 | 0 | 0 | 0
| Biomass pellets | t CO2e | 0 | 0 | 0 | 0
| Brown coal briquettes | t CO2e | 0 | 0 | 0 | 0
| Liquefied Petroleum Gas (LPG) | t CO2e | 0 | 0 | 0 | 0
| Fuel oil | t CO2e | 0 | 0 | 0 | 0
| Natural gas | t CO2e | 0 | 0 | 0 | 0
| Direct-electricity system | t CO2e | #N/A | #N/A | #N/A | #N/A
| Central heat pump | t CO2e | #N/A | #N/A | #N/A | #N/A
| Total | t CO2e | #VALUE! | #VALUE! | #VALUE! | #VALUE! |  | #VALUE!
Avoided social costs of GHG-emissions (net present values)
| District heat | €/a | #VALUE! | #VALUE! | #VALUE! | #VALUE!
| Log wood | €/a | 0 | 0 | 0 | 0
| Biomass pellets | €/a | 0 | 0 | 0 | 0
| Brown coal briquettes | €/a | 0 | 0 | 0 | 0
| Liquefied Petroleum Gas (LPG) | €/a | 0 | 0 | 0 | 0
| Fuel oil | €/a | 0 | 0 | 0 | 0
| Natural gas | €/a | 0 | 0 | 0 | 0
| Direct-electricity system | €/a | #N/A | #N/A | #N/A | #N/A
| Central heat pump | €/a | #N/A | #N/A | #N/A | #N/A
| Total | €/a | #VALUE! | #VALUE! | #VALUE! | #VALUE! |  | #VALUE!
Avoided social costs of GHG-emissions during lifetime (net present values)
| District heat | € | #VALUE! | #VALUE! | #VALUE! | #VALUE!
| Log wood | € | 0 | 0 | 0 | 0
| Biomass pellets | € | 0 | 0 | 0 | 0
| Brown coal briquettes | € | 0 | 0 | 0 | 0
| Liquefied Petroleum Gas (LPG) | € | 0 | 0 | 0 | 0
| Fuel oil | € | 0 | 0 | 0 | 0
| Natural gas | € | 0 | 0 | 0 | 0
| Direct-electricity system | € | #N/A | #N/A | #N/A | #N/A
| Central heat pump | € | #N/A | #N/A | #N/A | #N/A
| Total | € | #VALUE! | #VALUE! | #VALUE! | #VALUE! |  | #VALUE!
Avoided other air pollutant emissions (SO2, NOx, PM, NMVOC)
| District heat | t p.a. | #DIV/0! | #DIV/0! | #DIV/0! | #DIV/0!
| Log wood | t p.a. | 0 | 0 | 0 | 0
| Biomass pellets | t p.a. | 0 | 0 | 0 | 0
| Brown coal briquettes | t p.a. | 0 | 0 | 0 | 0
| Liquefied Petroleum Gas (LPG) | t p.a. | 0 | 0 | 0 | 0
| Fuel oil | t p.a. | 0 | 0 | 0 | 0
| Natural gas | t p.a. | 0 | 0 | 0 | 0
| Direct-electricity system | t p.a. | #DIV/0! | #DIV/0! | #DIV/0! | #DIV/0!
| Central heat pump | t p.a. | #DIV/0! | #DIV/0! | #DIV/0! | #DIV/0!
| Total | t p.a. | #DIV/0! | #DIV/0! | #DIV/0! | #DIV/0! |  | #DIV/0!
Avoided other air pollutant emissions (SO2, NOx, PM, NMVOC) during lifetime
| District heat | t | #DIV/0! | #DIV/0! | #DIV/0! | #DIV/0!
| Log wood | t | 0 | 0 | 0 | 0
| Biomass pellets | t | 0 | 0 | 0 | 0
| Brown coal briquettes | t | 0 | 0 | 0 | 0
| Liquefied Petroleum Gas (LPG) | t | 0 | 0 | 0 | 0
| Fuel oil | t | 0 | 0 | 0 | 0
| Natural gas | t | 0 | 0 | 0 | 0
| Direct-electricity system | t | #DIV/0! | #DIV/0! | #DIV/0! | #DIV/0!
| Central heat pump | t | #DIV/0! | #DIV/0! | #DIV/0! | #DIV/0!
| Total | t | #DIV/0! | #DIV/0! | #DIV/0! | #DIV/0! |  | #DIV/0!
Avoided social health costs of other air pollutant emissions (net present values)
| District heat | €/a | #DIV/0! | #DIV/0! | #DIV/0! | #DIV/0!
| Log wood | €/a | 0 | 0 | 0 | 0
| Biomass pellets | €/a | 0 | 0 | 0 | 0
| Brown coal briquettes | €/a | 0 | 0 | 0 | 0
| Liquefied Petroleum Gas (LPG) | €/a | 0 | 0 | 0 | 0
| Fuel oil | €/a | 0 | 0 | 0 | 0
| Natural gas | €/a | 0 | 0 | 0 | 0
| Direct-electricity system | €/a | #DIV/0! | #DIV/0! | #DIV/0! | #DIV/0!
| Central heat pump | €/a | #DIV/0! | #DIV/0! | #DIV/0! | #DIV/0!
| Total | €/a | #DIV/0! | #DIV/0! | #DIV/0! | #DIV/0! |  | #DIV/0!
Avoided social health costs of other air pollutant emissions during lifetime (net present value)
| District heat | € | #DIV/0! | #DIV/0! | #DIV/0! | #DIV/0!
| Log wood | € | 0 | 0 | 0 | 0
| Biomass pellets | € | 0 | 0 | 0 | 0
| Brown coal briquettes | € | 0 | 0 | 0 | 0
| Liquefied Petroleum Gas (LPG) | € | 0 | 0 | 0 | 0
| Fuel oil | € | 0 | 0 | 0 | 0
| Natural gas | € | 0 | 0 | 0 | 0
| Direct-electricity system | € | #DIV/0! | #DIV/0! | #DIV/0! | #DIV/0!
| Central heat pump | € | #DIV/0! | #DIV/0! | #DIV/0! | #DIV/0!
| Total | € | #DIV/0! | #DIV/0! | #DIV/0! | #DIV/0! |  | #DIV/0!

## eDevices_general+behavior (hidden)
| SaveEnergyTogether | Cost Benefit Assessement Tool for assessing local and over-regional energy saving campaigns
Household electricity demand - behaviour change interventions
Help | Parameter | Unit | Input Values |  | Input Values |  | Remark/Reference Value
| Building type |  | Single family house |  | Apartment house
| Thermal quality status of the building |  | unrefurbished | refurbished | unrefurbished | refurbished | old device | normal dev | efficient dev |  | Sources
| Lighting |  | 460 | 460 | 246.4286 | 246.4286 | 600 | 460 | 60 |  | klimaaktiv, AT
| Electric stove |  | 350 | 350 | 262.5 | 262.5
| Electric oven |  | 250 | 250 | 187.5 | 187.5
| Dish washer |  | 150 | 150 | 112.5 | 112.5 | 220 | 131.04 | 99.84 |  | 54.62%
| Kitchen dev. with thermo function |  | 85 | 85 | 63.75 | 63.75
| Other household dev |  | 300 | 300 | 225 | 225
| Fridge |  | 345 | 345 | 258.75 | 258.75 | 345 | 238 | 108 |  | 68.7%
| Freezer |  | 280 | 280 | 210 | 210 | 400 | 250 | 120 |  | 52%
| Washing machine |  | 145.08 | 145.08 | 108.81 | 108.81 | 145.08 | 113.88 | 71.76 |  | 50.54%
| Tumble dryer |  | 165 | 165 | 123.75 | 123.75
| 1 Tablet |  | 6.03 | 6.03 | 4.5225 | 4.5225
| W-Lan router |  | 68 | 68 | 51 | 51
| Laptop 1 |  | 22.78 | 22.78 | 17.085 | 17.085
| Laptop 2 |  | 22.78 | 22.78 | 17.085 | 17.085
| PC 1 |  | 93.8 | 93.8 |  | 0
| PC 2 |  |  | 0 | 0 | 0
| Monitor 1 |  | 100 | 100 | 75 | 75
| Monitor 2 |  |  | 0 | 0 | 0
| Game console |  |  | 0 | 0 | 0
| TV 1 |  | 188.02 | 188.02 | 141.015 | 141.015 | 188.02 | 122.57 | 70.21
| TV 2 |  |  | 0 | 0 | 0
| Audio system |  | 26.8 | 26.8 | 20.1 | 20.1
| Chargers (mobile phones) |  | 14 | 14 | 10.5 | 10.5
| Standby |  | 200 | 200 | 150 | 150
| Under-sink boiler |  | 160 | 160 |  | 0 |  | 160 | 80
| SPH circulation pump |  | 119.1171 | 89.5042 | 41.3977 | 23.7422 | [5 empty] | 65 | SPH - auxiliary energy |  | 0.0042104 | 0.009098 | 0.0040721 | 0.0056533
| DHW circulation pump |  | 177.4753 | 168.0929 | 196.5076 | 188.2751 |  | 3% |  |  | MA 20, AT | 66 | DHW - auxiliary energy |  | 0.0035524 | 0.0065127 | 0.07811 | 0
| Total household electricity demand, excl. any heat pumps |  | 3728.8824 | 3689.8871 | 2523.2013 | 2497.3134
| Typical annual electricity consumption |  | 3800 |  | 2400 | [5 empty] | https://www.co2online.de/energie-sparen/strom-sparen/strom-sparen-stromspartipps/stromverbrauch-im-haushalt/
Built-in split air conditioner
| Cooling load in residential housing sector | W/m³ | 35 | 30 | 40 | 35 |  | 30 to 40 |  |  | https://www.npro.energy/main/de/load-profiles/cooling/space-cooling
| Heated gross floor area per home/apartment | m² | 140 | 140 | 75 | 75
| Share of conditioned living area | % | 60 | 60 | 60 | 60
| Conditioned living area | m² | 84 | 84 | 45 | 45
| Room height | m | 2.8 | 2.8 | 2.6 | 2.6
| Nr of persons present in cooled area | # | 4 | 4 | 3 | 3 | cooling load | 120 | W/p
| Cooling load of active computers | W | 150 | 150 | 120 | 120
| base load of other el. devices | W | 200 | 200 | 150 | 150
| Total cooling load | kW | 9.062 | 7.886 | 5.31 | 4.725
| Seasonal Energy Efficiency Ratio (SEER) |  | 8.5 | 8.5 | 8.5 | 8.5 |  | older device |  |  | https://indoortemp.com/resources/whats-a-good-seer-rating-and-why-is-it-important
| Daily operation time | h/d | 10 | 8 | 12 | 10
| Operation duration in days | d/a | 35 | 30 | 40 | 30 |  |  |  |  | https://www.enter.de/blog/klimaanlage-stromverbrauch
| Operation duration in hours | h/a | 350 | 240 | 480 | 300
| Annual electricity consumption | kWh/a | 373.1412 | 222.6635 | 299.8588 | 166.7647
| Specific annual electricity consumption | kWh/m².a | 4.4422 | 2.6508 | 6.6635 | 3.7059 |  | 5 to 10 |  |  | https://www.tep-energy.ch/de/projekte/detail/p1105_Kennwerte_Gebaeudekuehlung.php
Stand fans reducing AC-system operation
| Average el. consumption of stand fan | W | 45 | 45 | 45 | 45 |  | 30 to 60 |  |  | https://www.oekotest.de/geld-versicherungen/Wie-viel-Strom-verbraucht-eigentlich-ein-Ventilator_13012_1.html
Using stand fans for reducing air conditioning operation
| Number of stand fans used | # | 3 | 3 | 2 | 2
| Do without air conditioning, use fans etc. | % of AC | 15 | 15 | 15 | 15 |  | 15% | of AC-system operation time
| Avoided number of AC operation | h/a | 52.5 | 36 | 72 | 45
| Net electricity consumption reduction (AC minus stand fans) | kWh/a | 48.8837 | 28.5395 | 38.4988 | 20.9647
Behavior-related energy saving interventions
| WACC, private | % p.a. | 4% | 4% | 4% | 4%
| Lifetime of the interventions | years | 3 | 3 | 3 | 3
Reduction of Final energy consumption, relative to average consumption
| Switching off light when absent | % | 10 | of average lightning consumption |  |  | 10 |  |  | %
| Washing without prewash | % | 15 | of average washing machine consumption |  |  | 15 |  |  | %
| Use eco programs for washing machine | % | 40 | of average washing machine consumption |  | 40 °C instead of 60 °C | 40 |  |  | %
| Using detergents allowing to wash laundry at 30 degrees | % | 10 | of average washing machine consumption |  | 30 °C instead of 40 °C | 10 |  |  | %
| Leave laundry to dry on a clothes horse | % | 75 | of average tumble dryer consumption |  |  | 75 |  |  | %
| Use eco programs for dish washer | % | 35 | of average dish washer consumption |  |  | 25 | to | 45 | %
| Standby - behavior change | % | 30 | of average total standby consumption |  |  | 25 | to | 45 | %
Results per home
Help | Parameter | Unit | Input Values |  | Input Values |  | Remark/Reference Value
| Building type |  | Single family house |  | Apartment house
| Thermal quality status of the building |  | unrefurbished | refurbished | unrefurbished | refurbished
Final Energy Savings
| Lighting - Switching off light when absent | kWh/a | 46 | 46 | 24.6429 | 24.6429 | 35.3214
| Washing machine - Washing without prewash | kWh/a | 21.762 | 21.762 | 16.3215 | 16.3215 | 19.0418
| Washing machine - Use eco programs for washing machine | kWh/a | 58.032 | 58.032 | 43.524 | 43.524 | 50.778
| Washing machine - Using detergents allowing to wash laundry at 30 degrees | kWh/a | 14.508 | 14.508 | 10.881 | 10.881 | 12.6945
| Tumble dryer - Leave laundry to dry on a clothes horse | kWh/a | 123.75 | 123.75 | 92.8125 | 92.8125 | 108.2812
| Dish washer - Use eco programs for dish washer | kWh/a | 52.5 | 52.5 | 39.375 | 39.375 | 45.9375
| Standby - behavior change | kWh/a | 25.5 | 25.5 | 19.125 | 19.125 | 22.3125
Energy Cost Savings, 1st year
| Lighting - Switching off light when absent | €/a.apartment | #VALUE! | #VALUE! | #VALUE! | #VALUE! | #VALUE!
| Washing machine - Washing without prewash | €/a.apartment | #VALUE! | #VALUE! | #VALUE! | #VALUE! | #VALUE!
| Washing machine - Use eco programs for washing machine | €/a.apartment | #VALUE! | #VALUE! | #VALUE! | #VALUE! | #VALUE!
| Washing machine - Using detergents allowing to wash laundry at 30 degrees | €/a.apartment | #VALUE! | #VALUE! | #VALUE! | #VALUE! | #VALUE!
| Tumble dryer - Leave laundry to dry on a clothes horse | €/a.apartment | #VALUE! | #VALUE! | #VALUE! | #VALUE! | #VALUE!
| Dish washer - Use eco programs for dish washer | €/a.apartment | #VALUE! | #VALUE! | #VALUE! | #VALUE! | #VALUE!
| Standby - behavior change | €/a.apartment | #VALUE! | #VALUE! | #VALUE! | #VALUE! | #VALUE!
| Energy Cost Savings, annuity | [5 empty] | Present value factor, private perspective
| Lighting - Switching off light when absent | €/a.apartment | #VALUE! | #VALUE! | #VALUE! | #VALUE! | 2.8432
| Washing machine - Washing without prewash | €/a.apartment | #VALUE! | #VALUE! | #VALUE! | #VALUE! | 2.8432
| Washing machine - Use eco programs for washing machine | €/a.apartment | #VALUE! | #VALUE! | #VALUE! | #VALUE! | 2.8432
| Washing machine - Using detergents allowing to wash laundry at 30 degrees | €/a.apartment | #VALUE! | #VALUE! | #VALUE! | #VALUE! | 2.8432
| Tumble dryer - Leave laundry to dry on a clothes horse | €/a.apartment | #VALUE! | #VALUE! | #VALUE! | #VALUE! | 2.8432
| Dish washer - Use eco programs for dish washer | €/a.apartment | #VALUE! | #VALUE! | #VALUE! | #VALUE! | 2.8432
| Standby - behavior change | €/a.apartment | #VALUE! | #VALUE! | #VALUE! | #VALUE! | 2.8432
| Avoided greenhouse gas emissions | [5 empty] | Avoided SO2 polutant emissions | [6 empty] | Avoided NOx polutant emissions | [6 empty] | Avoided PM polutant emissions | [5 empty] | Avoided NMVOC polutant emissions
| Lighting - Switching off light when absent | t CO2e p.a. | #N/A | #N/A | #N/A | #N/A | Direct-electricity system |  | t SO2 p.a. | #DIV/0! | #DIV/0! | #DIV/0! | #DIV/0! | Direct-electricity system |  | t NOx p.a. | #DIV/0! | #DIV/0! | #DIV/0! | #DIV/0! | Direct-electricity system | t PM p.a. | #DIV/0! | #DIV/0! | #DIV/0! | #DIV/0! | Direct-electricity system | t NMVOC p.a. | #DIV/0! | #DIV/0! | #DIV/0! | #DIV/0!
| Washing machine - Washing without prewash | t CO2e p.a. | #N/A | #N/A | #N/A | #N/A |  |  | t SO2 p.a. | #DIV/0! | #DIV/0! | #DIV/0! | #DIV/0! |  |  | t NOx p.a. | #DIV/0! | #DIV/0! | #DIV/0! | #DIV/0! |  | t PM p.a. | #DIV/0! | #DIV/0! | #DIV/0! | #DIV/0! |  | t NMVOC p.a. | #DIV/0! | #DIV/0! | #DIV/0! | #DIV/0!
| Washing machine - Use eco programs for washing machine | t CO2e p.a. | #N/A | #N/A | #N/A | #N/A |  |  | t SO2 p.a. | #DIV/0! | #DIV/0! | #DIV/0! | #DIV/0! |  |  | t NOx p.a. | #DIV/0! | #DIV/0! | #DIV/0! | #DIV/0! |  | t PM p.a. | #DIV/0! | #DIV/0! | #DIV/0! | #DIV/0! |  | t NMVOC p.a. | #DIV/0! | #DIV/0! | #DIV/0! | #DIV/0!
| Washing machine - Using detergents allowing to wash laundry at 30 degrees | t CO2e p.a. | #N/A | #N/A | #N/A | #N/A |  |  | t SO2 p.a. | #DIV/0! | #DIV/0! | #DIV/0! | #DIV/0! |  |  | t NOx p.a. | #DIV/0! | #DIV/0! | #DIV/0! | #DIV/0! |  | t PM p.a. | #DIV/0! | #DIV/0! | #DIV/0! | #DIV/0! |  | t NMVOC p.a. | #DIV/0! | #DIV/0! | #DIV/0! | #DIV/0!
| Tumble dryer - Leave laundry to dry on a clothes horse | t CO2e p.a. | #N/A | #N/A | #N/A | #N/A |  |  | t SO2 p.a. | #DIV/0! | #DIV/0! | #DIV/0! | #DIV/0! |  |  | t NOx p.a. | #DIV/0! | #DIV/0! | #DIV/0! | #DIV/0! |  | t PM p.a. | #DIV/0! | #DIV/0! | #DIV/0! | #DIV/0! |  | t NMVOC p.a. | #DIV/0! | #DIV/0! | #DIV/0! | #DIV/0!
| Dish washer - Use eco programs for dish washer | t CO2e p.a. | #N/A | #N/A | #N/A | #N/A |  |  | t SO2 p.a. | #DIV/0! | #DIV/0! | #DIV/0! | #DIV/0! |  |  | t NOx p.a. | #DIV/0! | #DIV/0! | #DIV/0! | #DIV/0! |  | t PM p.a. | #DIV/0! | #DIV/0! | #DIV/0! | #DIV/0! |  | t NMVOC p.a. | #DIV/0! | #DIV/0! | #DIV/0! | #DIV/0!
| Standby - behavior change | t CO2e p.a. | #N/A | #N/A | #N/A | #N/A |  |  | t SO2 p.a. | #DIV/0! | #DIV/0! | #DIV/0! | #DIV/0! |  |  | t NOx p.a. | #DIV/0! | #DIV/0! | #DIV/0! | #DIV/0! |  | t PM p.a. | #DIV/0! | #DIV/0! | #DIV/0! | #DIV/0! |  | t NMVOC p.a. | #DIV/0! | #DIV/0! | #DIV/0! | #DIV/0!
| Avoided social costs of GHG-emissions (net present values) | [5 empty] | Avoided social health costs of SO2-emissions (net present values) | [6 empty] | Avoided social health costs of NOx-emissions (net present values) | [6 empty] | Avoided social health costs of PM-emissions (net present values) | [5 empty] | Avoided social health costs of NMVOC-emissions (net present values)
| Lighting - Switching off light when absent | €/a.home | #N/A | #N/A | #N/A | #N/A | Direct-electricity system |  | €/a.home | #DIV/0! | #DIV/0! | #DIV/0! | #DIV/0! | Direct-electricity system |  | €/a.home | #DIV/0! | #DIV/0! | #DIV/0! | #DIV/0! | Direct-electricity system | €/a.home | #DIV/0! | #DIV/0! | #DIV/0! | #DIV/0! | Direct-electricity system | €/a.home | #DIV/0! | #DIV/0! | #DIV/0! | #DIV/0!
| Washing machine - Washing without prewash | €/a.home | #N/A | #N/A | #N/A | #N/A |  |  | €/a.home | #DIV/0! | #DIV/0! | #DIV/0! | #DIV/0! |  |  | €/a.home | #DIV/0! | #DIV/0! | #DIV/0! | #DIV/0! |  | €/a.home | #DIV/0! | #DIV/0! | #DIV/0! | #DIV/0! |  | €/a.home | #DIV/0! | #DIV/0! | #DIV/0! | #DIV/0!
| Washing machine - Use eco programs for washing machine | €/a.home | #N/A | #N/A | #N/A | #N/A |  |  | €/a.home | #DIV/0! | #DIV/0! | #DIV/0! | #DIV/0! |  |  | €/a.home | #DIV/0! | #DIV/0! | #DIV/0! | #DIV/0! |  | €/a.home | #DIV/0! | #DIV/0! | #DIV/0! | #DIV/0! |  | €/a.home | #DIV/0! | #DIV/0! | #DIV/0! | #DIV/0!
| Washing machine - Using detergents allowing to wash laundry at 30 degrees | €/a.home | #N/A | #N/A | #N/A | #N/A |  |  | €/a.home | #DIV/0! | #DIV/0! | #DIV/0! | #DIV/0! |  |  | €/a.home | #DIV/0! | #DIV/0! | #DIV/0! | #DIV/0! |  | €/a.home | #DIV/0! | #DIV/0! | #DIV/0! | #DIV/0! |  | €/a.home | #DIV/0! | #DIV/0! | #DIV/0! | #DIV/0!
| Tumble dryer - Leave laundry to dry on a clothes horse | €/a.home | #N/A | #N/A | #N/A | #N/A |  |  | €/a.home | #DIV/0! | #DIV/0! | #DIV/0! | #DIV/0! |  |  | €/a.home | #DIV/0! | #DIV/0! | #DIV/0! | #DIV/0! |  | €/a.home | #DIV/0! | #DIV/0! | #DIV/0! | #DIV/0! |  | €/a.home | #DIV/0! | #DIV/0! | #DIV/0! | #DIV/0!
| Dish washer - Use eco programs for dish washer | €/a.home | #N/A | #N/A | #N/A | #N/A |  |  | €/a.home | #DIV/0! | #DIV/0! | #DIV/0! | #DIV/0! |  |  | €/a.home | #DIV/0! | #DIV/0! | #DIV/0! | #DIV/0! |  | €/a.home | #DIV/0! | #DIV/0! | #DIV/0! | #DIV/0! |  | €/a.home | #DIV/0! | #DIV/0! | #DIV/0! | #DIV/0!
| Standby - behavior change | €/a.home | #N/A | #N/A | #N/A | #N/A |  |  | €/a.home | #DIV/0! | #DIV/0! | #DIV/0! | #DIV/0! |  |  | €/a.home | #DIV/0! | #DIV/0! | #DIV/0! | #DIV/0! |  | €/a.home | #DIV/0! | #DIV/0! | #DIV/0! | #DIV/0! |  | €/a.home | #DIV/0! | #DIV/0! | #DIV/0! | #DIV/0!
| Social discount rate | % p.a. | 3%
| Avoided social health costs of other air pollutant emissions (net present values) | [5 empty] | Present value factor, social/public perspective
| Lighting - Switching off light when absent | €/a.home | #DIV/0! | #DIV/0! | #DIV/0! | #DIV/0! | 2.8985
| Washing machine - Washing without prewash | €/a.home | #DIV/0! | #DIV/0! | #DIV/0! | #DIV/0! | 2.8985
| Washing machine - Use eco programs for washing machine | €/a.home | #DIV/0! | #DIV/0! | #DIV/0! | #DIV/0! | 2.8985
| Washing machine - Using detergents allowing to wash laundry at 30 degrees | €/a.home | #DIV/0! | #DIV/0! | #DIV/0! | #DIV/0! | 2.8985
| Tumble dryer - Leave laundry to dry on a clothes horse | €/a.home | #DIV/0! | #DIV/0! | #DIV/0! | #DIV/0! | 2.8985
| Dish washer - Use eco programs for dish washer | €/a.home | #DIV/0! | #DIV/0! | #DIV/0! | #DIV/0! | 2.8985
| Standby - behavior change | €/a.home | #DIV/0! | #DIV/0! | #DIV/0! | #DIV/0! | 2.8985
Overview of household electricity demand - behaviour change interventions
Help | Parameter | Unit | Input Values |  | Input Values |  | Remark/Reference Value
| Building type |  | Single family house |  | Apartment house
| Thermal quality status of the building |  | unrefurbished | refurbished | unrefurbished | refurbished
| Lighting - Switching off light when absent | nr of flats | 0 | 0 | 0 | 0
| Washing machine - Washing without prewash | nr of flats | 0 | 0 | 0 | 0
| Washing machine - Use eco programs for washing machine | nr of flats | 0 | 0 | 0 | 0
| Washing machine - Using detergents allowing to wash laundry at 30 degrees | nr of flats | 0 | 0 | 0 | 0
| Tumble dryer - Leave laundry to dry on a clothes horse | nr of flats | 0 | 0 | 0 | 0
| Dish washer - Use eco programs for dish washer | nr of flats | 0 | 0 | 0 | 0
| Standby - behavior change | nr of flats | 0 | 0 | 0 | 0
Total final energy savings during lifetime
| Lighting - Switching off light when absent | kWh | 0 | 0 | 0 | 0 | 0
| Washing machine - Washing without prewash | kWh | 0 | 0 | 0 | 0 | 0
| Washing machine - Use eco programs for washing machine | kWh | 0 | 0 | 0 | 0 | 0
| Washing machine - Using detergents allowing to wash laundry at 30 degrees | kWh | 0 | 0 | 0 | 0 | 0
| Tumble dryer - Leave laundry to dry on a clothes horse | kWh | 0 | 0 | 0 | 0 | 0
| Dish washer - Use eco programs for dish washer | kWh | 0 | 0 | 0 | 0 | 0
| Standby - behavior change | kWh | 0 | 0 | 0 | 0 | 0
Energy Cost Savings over lifetime, net present value
| Lighting - Switching off light when absent | € | #VALUE! | #VALUE! | #VALUE! | #VALUE! | #VALUE!
| Washing machine - Washing without prewash | € | #VALUE! | #VALUE! | #VALUE! | #VALUE! | #VALUE!
| Washing machine - Use eco programs for washing machine | € | #VALUE! | #VALUE! | #VALUE! | #VALUE! | #VALUE!
| Washing machine - Using detergents allowing to wash laundry at 30 degrees | € | #VALUE! | #VALUE! | #VALUE! | #VALUE! | #VALUE!
| Tumble dryer - Leave laundry to dry on a clothes horse | € | #VALUE! | #VALUE! | #VALUE! | #VALUE! | #VALUE!
| Dish washer - Use eco programs for dish washer | € | #VALUE! | #VALUE! | #VALUE! | #VALUE! | #VALUE!
| Standby - behavior change | € | #VALUE! | #VALUE! | #VALUE! | #VALUE! | #VALUE!
Avoided greenhouse gas emissions
| Lighting - Switching off light when absent | t CO2e p.a. | #N/A | #N/A | #N/A | #N/A
| Washing machine - Washing without prewash | t CO2e p.a. | #N/A | #N/A | #N/A | #N/A
| Washing machine - Use eco programs for washing machine | t CO2e p.a. | #N/A | #N/A | #N/A | #N/A
| Washing machine - Using detergents allowing to wash laundry at 30 degrees | t CO2e p.a. | #N/A | #N/A | #N/A | #N/A
| Tumble dryer - Leave laundry to dry on a clothes horse | t CO2e p.a. | #N/A | #N/A | #N/A | #N/A
| Dish washer - Use eco programs for dish washer | t CO2e p.a. | #N/A | #N/A | #N/A | #N/A
| Standby - behavior change | t CO2e p.a. | #N/A | #N/A | #N/A | #N/A
Total avoided greenhouse gas emissions during lifetime
| Lighting - Switching off light when absent | t CO2e | #N/A | #N/A | #N/A | #N/A | #N/A
| Washing machine - Washing without prewash | t CO2e | #N/A | #N/A | #N/A | #N/A | #N/A
| Washing machine - Use eco programs for washing machine | t CO2e | #N/A | #N/A | #N/A | #N/A | #N/A
| Washing machine - Using detergents allowing to wash laundry at 30 degrees | t CO2e | #N/A | #N/A | #N/A | #N/A | #N/A
| Tumble dryer - Leave laundry to dry on a clothes horse | t CO2e | #N/A | #N/A | #N/A | #N/A | #N/A
| Dish washer - Use eco programs for dish washer | t CO2e | #N/A | #N/A | #N/A | #N/A | #N/A
| Standby - behavior change | t CO2e | #N/A | #N/A | #N/A | #N/A | #N/A
Avoided social costs of GHG-emissions (net present values)
| Lighting - Switching off light when absent | €/a | #N/A | #N/A | #N/A | #N/A
| Washing machine - Washing without prewash | €/a | #N/A | #N/A | #N/A | #N/A
| Washing machine - Use eco programs for washing machine | €/a | #N/A | #N/A | #N/A | #N/A
| Washing machine - Using detergents allowing to wash laundry at 30 degrees | €/a | #N/A | #N/A | #N/A | #N/A
| Tumble dryer - Leave laundry to dry on a clothes horse | €/a | #N/A | #N/A | #N/A | #N/A
| Dish washer - Use eco programs for dish washer | €/a | #N/A | #N/A | #N/A | #N/A
| Standby - behavior change | €/a | #N/A | #N/A | #N/A | #N/A
Avoided social costs of GHG-emissions during lifetime (net present values)
| Lighting - Switching off light when absent | € | #N/A | #N/A | #N/A | #N/A | #N/A
| Washing machine - Washing without prewash | € | #N/A | #N/A | #N/A | #N/A | #N/A
| Washing machine - Use eco programs for washing machine | € | #N/A | #N/A | #N/A | #N/A | #N/A
| Washing machine - Using detergents allowing to wash laundry at 30 degrees | € | #N/A | #N/A | #N/A | #N/A | #N/A
| Tumble dryer - Leave laundry to dry on a clothes horse | € | #N/A | #N/A | #N/A | #N/A | #N/A
| Dish washer - Use eco programs for dish washer | € | #N/A | #N/A | #N/A | #N/A | #N/A
| Standby - behavior change | € | #N/A | #N/A | #N/A | #N/A | #N/A
Avoided other air pollutant emissions (SO2, NOx, PM, NMVOC)
| Lighting - Switching off light when absent | t p.a. | #DIV/0! | #DIV/0! | #DIV/0! | #DIV/0!
| Washing machine - Washing without prewash | t p.a. | #DIV/0! | #DIV/0! | #DIV/0! | #DIV/0!
| Washing machine - Use eco programs for washing machine | t p.a. | #DIV/0! | #DIV/0! | #DIV/0! | #DIV/0!
| Washing machine - Using detergents allowing to wash laundry at 30 degrees | t p.a. | #DIV/0! | #DIV/0! | #DIV/0! | #DIV/0!
| Tumble dryer - Leave laundry to dry on a clothes horse | t p.a. | #DIV/0! | #DIV/0! | #DIV/0! | #DIV/0!
| Dish washer - Use eco programs for dish washer | t p.a. | #DIV/0! | #DIV/0! | #DIV/0! | #DIV/0!
| Standby - behavior change | t p.a. | #DIV/0! | #DIV/0! | #DIV/0! | #DIV/0!
Avoided other air pollutant emissions (SO2, NOx, PM, NMVOC) during lifetime
| Lighting - Switching off light when absent | t | #DIV/0! | #DIV/0! | #DIV/0! | #DIV/0! | #DIV/0!
| Washing machine - Washing without prewash | t | #DIV/0! | #DIV/0! | #DIV/0! | #DIV/0! | #DIV/0!
| Washing machine - Use eco programs for washing machine | t | #DIV/0! | #DIV/0! | #DIV/0! | #DIV/0! | #DIV/0!
| Washing machine - Using detergents allowing to wash laundry at 30 degrees | t | #DIV/0! | #DIV/0! | #DIV/0! | #DIV/0! | #DIV/0!
| Tumble dryer - Leave laundry to dry on a clothes horse | t | #DIV/0! | #DIV/0! | #DIV/0! | #DIV/0! | #DIV/0!
| Dish washer - Use eco programs for dish washer | t | #DIV/0! | #DIV/0! | #DIV/0! | #DIV/0! | #DIV/0!
| Standby - behavior change | t | #DIV/0! | #DIV/0! | #DIV/0! | #DIV/0! | #DIV/0!
Avoided social health costs of other air pollutant emissions (net present values)
| Lighting - Switching off light when absent | €/a | #DIV/0! | #DIV/0! | #DIV/0! | #DIV/0!
| Washing machine - Washing without prewash | €/a | #DIV/0! | #DIV/0! | #DIV/0! | #DIV/0!
| Washing machine - Use eco programs for washing machine | €/a | #DIV/0! | #DIV/0! | #DIV/0! | #DIV/0!
| Washing machine - Using detergents allowing to wash laundry at 30 degrees | €/a | #DIV/0! | #DIV/0! | #DIV/0! | #DIV/0!
| Tumble dryer - Leave laundry to dry on a clothes horse | €/a | #DIV/0! | #DIV/0! | #DIV/0! | #DIV/0!
| Dish washer - Use eco programs for dish washer | €/a | #DIV/0! | #DIV/0! | #DIV/0! | #DIV/0!
| Standby - behavior change | €/a | #DIV/0! | #DIV/0! | #DIV/0! | #DIV/0!
Avoided social health costs of other air pollutant emissions during lifetime (net present value)
| Lighting - Switching off light when absent | € | #DIV/0! | #DIV/0! | #DIV/0! | #DIV/0! | #DIV/0!
| Washing machine - Washing without prewash | € | #DIV/0! | #DIV/0! | #DIV/0! | #DIV/0! | #DIV/0!
| Washing machine - Use eco programs for washing machine | € | #DIV/0! | #DIV/0! | #DIV/0! | #DIV/0! | #DIV/0!
| Washing machine - Using detergents allowing to wash laundry at 30 degrees | € | #DIV/0! | #DIV/0! | #DIV/0! | #DIV/0! | #DIV/0!
| Tumble dryer - Leave laundry to dry on a clothes horse | € | #DIV/0! | #DIV/0! | #DIV/0! | #DIV/0! | #DIV/0!
| Dish washer - Use eco programs for dish washer | € | #DIV/0! | #DIV/0! | #DIV/0! | #DIV/0! | #DIV/0!
| Standby - behavior change | € | #DIV/0! | #DIV/0! | #DIV/0! | #DIV/0! | #DIV/0!

## eDevices_small_invest (hidden)
| SaveEnergyTogether | Cost Benefit Assessement Tool for assessing local and over-regional energy saving campaigns
Electricity consumption reduction - small investment interventions
Help | Parameter | Unit | Input Values |  | Input Values |  | Remark/Reference Value
| Building type |  | Single family house |  | Apartment house
| Thermal quality status of the building |  | unrefurbished | refurbished | unrefurbished | refurbished
Reduction of Final energy consumption, relative to average consumption
| Use LEDs (partly with motion sensors) | % | 30 | of average lightning consumption |  |  | 75 | to | 85 | %
| Use switchable sockets to avoid stand-by | % | 30 | of average total standby consumption |  |  | 25 | to | 45 | %
| Using stand fans for reducing air conditioning operation | % | 13.1%
| Final Energy Savings | [5 empty] | Average | Average beneficial only
| Use LEDs (partly with motion sensors) | kWh/a | 138 | 138 | 73.9286 | 73.9286 | 105.9643 | #DIV/0!
| Use switchable sockets to avoid stand-by | kWh/a | 60 | 60 | 45 | 45 | 52.5 | #DIV/0!
| Using stand fans for reducing air conditioning operation | kWh/a | 48.8837 | 28.5395 | 38.4988 | 20.9647 | 34.2217 | #DIV/0!
Individual implementation costs
Help | Parameter | Unit | Input Values |  | Input Values |  | Remark/Reference Value
| Building type |  | Single family house |  | Apartment house
| Thermal quality status of the building |  | unrefurbished | refurbished | unrefurbished | refurbished | SFH | AH
Use LEDs (partly with motion sensors)
| Time to get informed on intervention type | hours | 1.5 | 1.5 | 1 | 1 | 1 to 2 | hours
| Time to collect materials at DIY stores | hours | 1.5 | 1.5 | 1 | 1 | 1 to 2 | hours
| Total information and collection time | hours | 3 | 3 | 2 | 2
| Total DIY implementation time | hours | 1.5 | 1.5 | 1 | 1 | 1 to 2 | hours
| Total info, collection and implementation time | hours | 4.5 | 4.5 | 3 | 3
| Opportunity costs of lost leisure time | €/h | 15 | 15 | 15 | 15 | 10-40 | €/h |  | depending on income, priorities, personal goals and the alternatives (e.g. overtime) available
| Total DIY costs | € | 67.5 | 67.5 | 45 | 45
| Number of bulbs to be replaced | # | 10 | 10 | 6 | 6 | 6 to 15 | 4 to 10 | ADENE, estimation
| Costs of LED lamps | € per unit | 3 | 3 | 3 | 3 | 2 to 4 | 2 to 4 | ADENE, estimation from DIY stores
| Material costs | € | 30 | 30 | 18 | 18
| Total up-front investment | € | 97.5 | 97.5 | 63 | 63
| Maintenance and servicing costs, first year | €/year | 0 | 0 | 0 | 0 | 0 | €/year
| Price escalation rate M&S costs | % p.a. | 2%
| Present value factor, private perspective | % p.a. | 12.6344 | 17.2934 | 17.2934 | 17.2934
| Maintenance and servicing costs, annuity | €/year | 0 | 0 | 0 | 0
| WACC, private | % p.a. | 4% | 0% | 0% | 0%
| Lifetime of the intervention | years | 15 | 15 | 15 | 15 | 10-20 yrs | 10-20 yrs | ADENE, Web research, highly dependent on usage
Use switchable sockets to avoid stand-by
| Time to get informed on intervention type | hours | 0 | 0 | 0 | 0 | 0 to 1 | hours
| Time to collect materials at DIY stores | hours | 1.5 | 1.5 | 1 | 1 | 1 to 2 | hours
| Total information and collection time | hours | 1.5 | 1.5 | 1 | 1
| Total DIY implementation time | hours | 0.2 | 0.2 | 0.1 | 0.1 | 0 to 1 | hours
| Total info, collection and implementation time | hours | 1.7 | 1.7 | 1.1 | 1.1
| Opportunity costs of lost leisure time | €/h | 15 | 15 | 15 | 15 | 10-40 | €/h |  | depending on income, priorities, personal goals and the alternatives (e.g. overtime) available
| Total DIY costs | € | 25.5 | 25.5 | 16.5 | 16.5
| Number of sockets | # | 2 | 2 | 2 | 2 | 1 to 3 | 1 to 3 | ADENE, estimation
| Costs per unit | € per unit | 15 | 15 | 15 | 15 | 5 to 25 | 5 to 25 | AEA, estimation from DIY stores
| Material costs | € | 30 | 30 | 30 | 30
| Total up-front investment | € | 55.5 | 55.5 | 46.5 | 46.5
| Maintenance and servicing costs, first year | €/year | 0 | 0 | 0 | 0 | 0 | €/year
| Price escalation rate M&S costs | % p.a. | 2%
| Present value factor, private perspective | % p.a. | 8.8246 | 10.9497 | 10.9497 | 10.9497
| Maintenance and servicing costs, annuity | €/year | 0 | 0 | 0 | 0
| WACC, private | % p.a. | 4% | 0% | 0% | 0%
| Lifetime of the intervention | years | 10 | 10 | 10 | 10 | 10-20 yrs | 10-20 yrs | ADENE, Web research, highly dependent on usage
Using stand fans for reducing air conditioning operation
| Time to get informed on intervention type | hours | 0.5 | 0.5 | 0.5 | 0.5 | 0 to 1 | hours
| Time to collect materials at DIY stores | hours | 1.5 | 1.5 | 1.5 | 1.5 | 1 to 2 | hours
| Total information and collection time | hours | 2 | 2 | 2 | 2
| Total DIY implementation time | hours |  | 0 |  | 0 | 0 to 1 | hours
| Total info, collection and implementation time | hours | 2 | 2 | 2 | 2
| Opportunity costs of lost leisure time | €/h | 15 | 15 | 15 | 15 | 10-40 | €/h |  | depending on income, priorities, personal goals and the alternatives (e.g. overtime) available
| Total DIY costs | € | 30 | 30 | 30 | 30
| Number of units | # | 3 | 3 | 2 | 2 | 1 to 3 | 1 to 3 | ADENE, estimation
| Costs per unit | € per unit | 50 | 50 | 50 | 50 | 40 to 100 | 40 to 100 | AEA, estimation
| Material costs | € | 150 | 150 | 100 | 100
| Total up-front investment | € | 180 | 180 | 130 | 130
| Maintenance and servicing costs, first year | €/year | 0 | 0 | 0 | 0 | 0 | €/year
| Price escalation rate M&S costs | % p.a. | 2%
| Present value factor, private perspective | % p.a. | 12.6344 | -17.2934 | -17.2934 | -17.2934
| Maintenance and servicing costs, annuity | €/year | 0 | 0 | 0 | 0
| WACC, private | % p.a. | 4% | 4% | 4% | 4%
| Lifetime of the intervention | years | 15 | 15 | 15 | 15 | 10 to 15 yrs | 10 to 15 yrs | highly dependent on usage
| Energy Cost Savings, 1st year | [5 empty] | Average | Average beneficial only
| Use LEDs (partly with motion sensors) | €/a.apartment | #VALUE! | #VALUE! | #VALUE! | #VALUE! | #VALUE! | #DIV/0!
| Use switchable sockets to avoid stand-by | €/a.apartment | #VALUE! | #VALUE! | #VALUE! | #VALUE! | #VALUE! | #DIV/0!
| Using stand fans for reducing air conditioning operation | €/a.apartment | #VALUE! | #VALUE! | #VALUE! | #VALUE! | #VALUE! | #DIV/0!
| Energy Cost Savings, annuity | [5 empty] | Present value factor, private perspective
| Use LEDs (partly with motion sensors) | €/a.apartment | #VALUE! | #VALUE! | #VALUE! | #VALUE! | 13.0541
| Use switchable sockets to avoid stand-by | €/a.apartment | #VALUE! | #VALUE! | #VALUE! | #VALUE! | 9.0147
| Using stand fans for reducing air conditioning operation | €/a.apartment | #VALUE! | #VALUE! | #VALUE! | #VALUE! | 13.0541
Results per home
Help | Parameter | Unit | Input Values |  | Input Values |  | Remark/Reference Value
| Building type |  | Single family house |  | Apartment house
| Thermal quality status of the building |  | unrefurbished | refurbished | unrefurbished | refurbished
| Static pay-back time | [5 empty] | Intervention is beneficial |  |  |  |  | unrefurbished | refurbished
| Use LEDs (partly with motion sensors) | years | #VALUE! | #VALUE! | #VALUE! | #VALUE! | #VALUE! | #VALUE! | #VALUE! | #VALUE! |  | yes | yes
| Use switchable sockets to avoid stand-by | years | #VALUE! | #VALUE! | #VALUE! | #VALUE! | #VALUE! | #VALUE! | #VALUE! | #VALUE! |  | yes | yes
| Using stand fans for reducing air conditioning operation | years | #VALUE! | #VALUE! | #VALUE! | #VALUE! | #VALUE! | #VALUE! | #VALUE! | #VALUE! |  | yes | yes
| Dynamic pay-back time | [5 empty] | Intervention is beneficial
| Use LEDs (partly with motion sensors) | years | #VALUE! | #VALUE! | #VALUE! | #VALUE! | #VALUE! | #VALUE! | #VALUE! | #VALUE!
| Use switchable sockets to avoid stand-by | years | #VALUE! | #VALUE! | #VALUE! | #VALUE! | #VALUE! | #VALUE! | #VALUE! | #VALUE!
| Using stand fans for reducing air conditioning operation | years | #VALUE! | #VALUE! | #VALUE! | #VALUE! | #VALUE! | #VALUE! | #VALUE! | #VALUE!
| Avoided greenhouse gas emissions | [5 empty] | Avoided SO2 polutant emissions | [6 empty] | Avoided NOx polutant emissions | [5 empty] | Avoided PM polutant emissions | [5 empty] | Avoided NMVOC polutant emissions
| Use LEDs (partly with motion sensors) | t CO2e p.a. | #N/A | #N/A | #N/A | #N/A | Direct-electricity system |  | t SO2 p.a. | #DIV/0! | #DIV/0! | #DIV/0! | #DIV/0! | Direct-electricity system | t NOx p.a. | #DIV/0! | #DIV/0! | #DIV/0! | #DIV/0! | Direct-electricity system | t PM p.a. | #DIV/0! | #DIV/0! | #DIV/0! | #DIV/0! | Direct-electricity system | t NMVOC p.a. | #DIV/0! | #DIV/0! | #DIV/0! | #DIV/0!
| Use switchable sockets to avoid stand-by | t CO2e p.a. | #N/A | #N/A | #N/A | #N/A |  |  | t SO2 p.a. | #DIV/0! | #DIV/0! | #DIV/0! | #DIV/0! |  | t NOx p.a. | #DIV/0! | #DIV/0! | #DIV/0! | #DIV/0! |  | t PM p.a. | #DIV/0! | #DIV/0! | #DIV/0! | #DIV/0! |  | t NMVOC p.a. | #DIV/0! | #DIV/0! | #DIV/0! | #DIV/0!
| Using stand fans for reducing air conditioning operation | t CO2e p.a. | #N/A | #N/A | #N/A | #N/A |  |  | t SO2 p.a. | #DIV/0! | #DIV/0! | #DIV/0! | #DIV/0! |  | t NOx p.a. | #DIV/0! | #DIV/0! | #DIV/0! | #DIV/0! |  | t PM p.a. | #DIV/0! | #DIV/0! | #DIV/0! | #DIV/0! |  | t NMVOC p.a. | #DIV/0! | #DIV/0! | #DIV/0! | #DIV/0!
| Avoided social costs of GHG-emissions (net present values) | [5 empty] | Avoided social health costs of SO2-emissions (net present values) | [6 empty] | Avoided social health costs of NOx-emissions (net present values) | [5 empty] | Avoided social health costs of PM-emissions (net present values) | [5 empty] | Avoided social health costs of NMVOC-emissions (net present values)
| Use LEDs (partly with motion sensors) | €/a.home | #N/A | #N/A | #N/A | #N/A | Direct-electricity system |  | €/a.home | #DIV/0! | #DIV/0! | #DIV/0! | #DIV/0! | Direct-electricity system | €/a.home | #DIV/0! | #DIV/0! | #DIV/0! | #DIV/0! | Direct-electricity system | €/a.home | #DIV/0! | #DIV/0! | #DIV/0! | #DIV/0! | Direct-electricity system | €/a.home | #DIV/0! | #DIV/0! | #DIV/0! | #DIV/0!
| Use switchable sockets to avoid stand-by | €/a.home | #N/A | #N/A | #N/A | #N/A |  |  | €/a.home | #DIV/0! | #DIV/0! | #DIV/0! | #DIV/0! |  | €/a.home | #DIV/0! | #DIV/0! | #DIV/0! | #DIV/0! |  | €/a.home | #DIV/0! | #DIV/0! | #DIV/0! | #DIV/0! |  | €/a.home | #DIV/0! | #DIV/0! | #DIV/0! | #DIV/0!
| Using stand fans for reducing air conditioning operation | €/a.home | #N/A | #N/A | #N/A | #N/A |  |  | €/a.home | #DIV/0! | #DIV/0! | #DIV/0! | #DIV/0! |  | €/a.home | #DIV/0! | #DIV/0! | #DIV/0! | #DIV/0! |  | €/a.home | #DIV/0! | #DIV/0! | #DIV/0! | #DIV/0! |  | €/a.home | #DIV/0! | #DIV/0! | #DIV/0! | #DIV/0!
| Social discount rate | % p.a. | 3%
| Avoided social health costs of other air pollutant emissions (net present values) | [5 empty] | Present value factor, social/public perspective
| Use LEDs (partly with motion sensors) | €/a.home | #DIV/0! | #DIV/0! | #DIV/0! | #DIV/0! | 13.0541
| Use switchable sockets to avoid stand-by | €/a.home | #DIV/0! | #DIV/0! | #DIV/0! | #DIV/0! | 9.0147
| Using stand fans for reducing air conditioning operation | €/a.home | #DIV/0! | #DIV/0! | #DIV/0! | #DIV/0! | 13.0541
Overview of electricity consumption reduction - small investment interventions
Help | Parameter | Unit | Input Values |  | Input Values |  | Remark/Reference Value
| Building type |  | Single family house |  | Apartment house
| Thermal quality status of the building |  | unrefurbished | refurbished | unrefurbished | refurbished
| Direct-electricity system | nr of flats | 0 | 0 | 0 | 0
| Use switchable sockets to avoid stand-by | nr of flats | 0 | 0 | 0 | 0
| Using stand fans for reducing air conditioning operation | nr of flats | 0 | 0 | 0 | 0
Total investment of participating households
| Use LEDs (partly with motion sensors) | € | 0 | 0 | 0 | 0 | 0
| Use switchable sockets to avoid stand-by | € | 0 | 0 | 0 | 0 | 0
| Using stand fans for reducing air conditioning operation | € | 0 | 0 | 0 | 0 | 0
Total final energy savings during lifetime
| Use LEDs (partly with motion sensors) | kWh | 0 | 0 | 0 | 0 | 0
| Use switchable sockets to avoid stand-by | kWh | 0 | 0 | 0 | 0 | 0
| Using stand fans for reducing air conditioning operation | kWh | 0 | 0 | 0 | 0 | 0
Energy Cost Savings over lifetime, net present value
| Use LEDs (partly with motion sensors) | € | #VALUE! | #VALUE! | #VALUE! | #VALUE! | #VALUE!
| Use switchable sockets to avoid stand-by | € | #VALUE! | #VALUE! | #VALUE! | #VALUE! | #VALUE!
| Using stand fans for reducing air conditioning operation | € | #VALUE! | #VALUE! | #VALUE! | #VALUE! | #VALUE!
Avoided greenhouse gas emissions
| Use LEDs (partly with motion sensors) | t CO2e p.a. | #N/A | #N/A | #N/A | #N/A
| Use switchable sockets to avoid stand-by | t CO2e p.a. | #N/A | #N/A | #N/A | #N/A
| Using stand fans for reducing air conditioning operation | t CO2e p.a. | #N/A | #N/A | #N/A | #N/A
Total avoided greenhouse gas emissions during lifetime
| Use LEDs (partly with motion sensors) | t CO2e | #N/A | #N/A | #N/A | #N/A | #N/A
| Use switchable sockets to avoid stand-by | t CO2e | #N/A | #N/A | #N/A | #N/A | #N/A
| Using stand fans for reducing air conditioning operation | t CO2e | #N/A | #N/A | #N/A | #N/A | #N/A
Avoided social costs of GHG-emissions (net present values)
| Use LEDs (partly with motion sensors) | €/a | #N/A | #N/A | #N/A | #N/A
| Use switchable sockets to avoid stand-by | €/a | #N/A | #N/A | #N/A | #N/A
| Using stand fans for reducing air conditioning operation | €/a | #N/A | #N/A | #N/A | #N/A
Avoided social costs of GHG-emissions during lifetime (net present values)
| Use LEDs (partly with motion sensors) | € | #N/A | #N/A | #N/A | #N/A | #N/A
| Use switchable sockets to avoid stand-by | € | #N/A | #N/A | #N/A | #N/A | #N/A
| Using stand fans for reducing air conditioning operation | € | #N/A | #N/A | #N/A | #N/A | #N/A
Avoided other air pollutant emissions (SO2, NOx, PM, NMVOC)
| Use LEDs (partly with motion sensors) | t p.a. | #DIV/0! | #DIV/0! | #DIV/0! | #DIV/0!
| Use switchable sockets to avoid stand-by | t p.a. | #DIV/0! | #DIV/0! | #DIV/0! | #DIV/0!
| Using stand fans for reducing air conditioning operation | t p.a. | #DIV/0! | #DIV/0! | #DIV/0! | #DIV/0!
Avoided other air pollutant emissions (SO2, NOx, PM, NMVOC) during lifetime
| Use LEDs (partly with motion sensors) | t | #DIV/0! | #DIV/0! | #DIV/0! | #DIV/0! | #DIV/0!
| Use switchable sockets to avoid stand-by | t | #DIV/0! | #DIV/0! | #DIV/0! | #DIV/0! | #DIV/0!
| Using stand fans for reducing air conditioning operation | t | #DIV/0! | #DIV/0! | #DIV/0! | #DIV/0! | #DIV/0!
Avoided social health costs of other air pollutant emissions (net present values)
| Use LEDs (partly with motion sensors) | €/a | #DIV/0! | #DIV/0! | #DIV/0! | #DIV/0!
| Use switchable sockets to avoid stand-by | €/a | #DIV/0! | #DIV/0! | #DIV/0! | #DIV/0!
| Using stand fans for reducing air conditioning operation | €/a | #DIV/0! | #DIV/0! | #DIV/0! | #DIV/0!
Avoided social health costs of other air pollutant emissions during lifetime (net present value)
| Use LEDs (partly with motion sensors) | € | #DIV/0! | #DIV/0! | #DIV/0! | #DIV/0! | #DIV/0!
| Use switchable sockets to avoid stand-by | € | #DIV/0! | #DIV/0! | #DIV/0! | #DIV/0! | #DIV/0!
| Using stand fans for reducing air conditioning operation | € | #DIV/0! | #DIV/0! | #DIV/0! | #DIV/0! | #DIV/0!

## eDevices_high_invest (hidden)
| SaveEnergyTogether | Cost Benefit Assessement Tool for assessing local and over-regional energy saving campaigns
Electricity consumption reduction - high investment interventions
Help | Parameter | Unit | Input Values |  | Input Values |  | Remark/Reference Value
| Building type |  | Single family house |  | Apartment house
| Thermal quality status of the building |  | unrefurbished | refurbished | unrefurbished | refurbished
Reduction of Final energy consumption, relative to average consumption
| Replacing old circulation pumps for domestic hot water transport | % | 60 | compared to older device, if consumption is > 100 kWh/a |  |  | 60 |  |  | https://www.co2online.de/modernisieren-und-bauen/heizungspumpe/heizungspumpe-tauschen/
| Replacing old circulation pumps for space heat water transport | % | 80 | compared to older device, if consumption is > 100 kWh/a |  |  | 80 |  |  | https://www.co2online.de/energie-sparen/strom-sparen/strom-sparen-stromspartipps/strom-sparen-tipps-und-tricks/#c28843
| Replacing inefficient electricity devices - refrigerator | % | 70 |  |  |  | 68.6957 | see data link
| Replacing inefficient electricity devices - freezer | % | 50 |  |  |  | 52 | see data link
| Replacing inefficient electricity devices - washing machine | % | 50 |  |  |  | 50.5376 | see data link
| Replacing inefficient electricity devices - dish washer | % | 55 |  |  |  | 54.6182 | see data link
| Final Energy Savings | [5 empty] | Average | Average beneficial only
| Replacing old circulation pumps for domestic hot water transport | kWh/a | 106.4852 | 100.8557 | 117.9046 | 112.9651 | 109.5526 | #DIV/0!
| Replacing old circulation pumps for space heat water transport | kWh/a | 95.2937 | 0 | 0 | 0 | 23.8234 | 23.8234
| Replacing inefficient electricity devices - refrigerator | kWh/a | 241.5 | 241.5 | 181.125 | 181.125 | 211.3125 | #DIV/0!
| Replacing inefficient electricity devices - freezer | kWh/a | 140 | 140 | 105 | 105 | 122.5 | #DIV/0!
| Replacing inefficient electricity devices - washing machine | kWh/a | 72.54 | 72.54 | 54.405 | 54.405 | 63.4725 | #DIV/0!
| Replacing inefficient electricity devices - dish washer | kWh/a | 82.5 | 82.5 | 61.875 | 61.875 | 72.1875 | #DIV/0!
Individual implementation costs
Help | Parameter | Unit | Input Values |  | Input Values |  | Remark/Reference Value
| Building type |  | Single family house |  | Apartment house
| Thermal quality status of the building |  | unrefurbished | refurbished | unrefurbished | refurbished | SFH | AH
Replacing old circulation pumps for domestic hot water transport
| Professionals' implementation time | hours | 2 | 2 | 2 | 2 | 2 to 4 | hours
| Hourly cost of a professionist | €/h | 75 | 75 | 90 | 90 | 50 to 120 | €/h | depending on country
| Total labour costs | € | 150 | 150 | 180 | 180
| Costs of circulation pump | € per unit | 120 | 120 | 150 | 150 | 100 to 300 | 150 to 350 | AEA | incl. timer switch and hermostate
| Total up-front investment | € | 270 | 270 | 330 | 330
| Maintenance and servicing costs, first year | €/year | 0 | 0 | 0 | 0 | 0 | €/year
| Price escalation rate M&S costs | % p.a. | 2%
| Present value factor, private perspective | % p.a. | 12.6344 | 12.6344 | 12.6344 | 12.6344
| Maintenance and servicing costs, annuity | €/year | 0 | 0 | 0 | 0
| WACC, private | % p.a. | 4% | 4% | 4% | 4%
| Lifetime of the intervention | years | 15 | 15 | 15 | 15 | 10-20 yrs | 10-20 yrs
Replacing old circulation pumps for space heat water transport
| Professionals' implementation time | hours | 3 | 3 | 3 | 3 | 2 to 4 | hours
| Hourly cost of a professionist | €/h | 75 | 75 | 90 | 90 | 50 to 120 | €/h | depending on country
| Total labour costs | € | 225 | 225 | 270 | 270
| Costs of circulation pump | € per unit | 150 | 150 | 175 | 175 | 150 to 350 | 150 to 350 | AEA
| Total up-front investment | € | 375 | 375 | 445 | 445
| Maintenance and servicing costs, first year | €/year | 0 | 0 | 0 | 0 | 0 | €/year
| Price escalation rate M&S costs | % p.a. | 2%
| Present value factor, private perspective | % p.a. | 12.6344 | 12.6344 | 12.6344 | 12.6344
| Maintenance and servicing costs, annuity | €/year | 0 | 0 | 0 | 0
| WACC, private | % p.a. | 4% | 4% | 4% | 4%
| Lifetime of the intervention | years | 15 | 15 | 15 | 15 | 10-20 yrs | 10-20 yrs
Replacing inefficient electricity devices - refrigerator
| Time to get informed on intervention type | hours | 3 | 3 | 3 | 3 | 2 to 3 | hours
| Opportunity costs of lost leisure time | €/h | 15 | 15 | 15 | 15 | 10-40 | €/h | depending on income, priorities, personal goals and the alternatives (e.g. overtime) available
| Total DIY costs | € | 45 | 45 | 45 | 45
| Delivery and implementation (are due anyway) | € |  | 0 |  | 0 | 60 to 250 | depending on just setup or installation
| Costs of high energy efficient device | € | 800 | 800 | 800 | 800 | 800-1100 | 800-1100
| Costs of normal efficient device | € | 400 | 400 | 350 | 350 | 350
| Total additional up-front investment | € | 445 | 445 | 495 | 495
| Maintenance and servicing costs, first year | €/year | 0 | 0 | 0 | 0 | 0 | €/year
| Price escalation rate M&S costs | % p.a. | 2%
| Present value factor, private perspective | % p.a. | 10.393 | 10.393 | 10.393 | 10.393
| Maintenance and servicing costs, annuity | €/year | 0 | 0 | 0 | 0
| WACC, private | % p.a. | 4% | 4% | 4% | 4%
| Lifetime of the intervention | years | 12 | 12 | 12 | 12 | 10-15 yrs | 10-15 yrs
Replacing inefficient electricity devices - freezer
| Time to get informed on intervention type | hours | 2 | 2 | 2 | 2 | 2 to 3 | hours
| Opportunity costs of lost leisure time | €/h | 15 | 15 | 15 | 15 | 10-40 | €/h | depending on income, priorities, personal goals and the alternatives (e.g. overtime) available
| Total DIY costs | € | 30 | 30 | 30 | 30
| Delivery and implementation (are due anyway) | € |  | 0 |  | 0 | 50 to 200 | depending on just setup or installation
| Costs of high energy efficient device | € | 500 | 500 | 400 | 400 | 350 – 550 | 170 – 350
| Costs of normal efficient device | € | 350 | 350 | 200 | 200 | 350 | 170
| Total additional up-front investment | € | 180 | 180 | 230 | 230
| Maintenance and servicing costs, first year | €/year | 0 | 0 | 0 | 0 | 0 | €/year
| Price escalation rate M&S costs | % p.a. | 2%
| Present value factor, private perspective | % p.a. | 12.6344 | 12.6344 | 12.6344 | 12.6344
| Maintenance and servicing costs, annuity | €/year | 0 | 0 | 0 | 0
| WACC, private | % p.a. | 4% | 4% | 4% | 4%
| Lifetime of the intervention | years | 15 | 15 | 15 | 15 | 15-20 yrs | 15-20 yrs
Replacing inefficient electricity devices - washing machine
| Time to get informed on intervention type | hours | 1 | 1 | 1 | 1 | 0 to 3 | hours
| Opportunity costs of lost leisure time | €/h | 15 | 15 | 15 | 15 | 10-40 | €/h | depending on income, priorities, personal goals and the alternatives (e.g. overtime) available
| Total DIY costs | € | 15 | 15 | 15 | 15
| Delivery and implementation (are due anyway) | € |  | 0 |  | 0 | 40 to 120 | depending on just setup or installation
| Costs of high energy efficient device | € | 550 | 550 | 550 | 550 | 500 – 800
| Costs of normal efficient device | € | 400 | 400 | 400 | 400 | 350-500
| Total additional up-front investment | € | 165 | 165 | 165 | 165
| Maintenance and servicing costs, first year | €/year | 0 | 0 | 0 | 0 | 0 | €/year
| Price escalation rate M&S costs | % p.a. | 2%
| Present value factor, private perspective | % p.a. | 10.393 | 10.393 | 10.393 | 10.393
| Maintenance and servicing costs, annuity | €/year | 0 | 0 | 0 | 0
| WACC, private | % p.a. | 4% | 4% | 4% | 4%
| Lifetime of the intervention | years | 12 | 12 | 12 | 12 | 10-15 yrs | 10-15 yrs
Replacing inefficient electricity devices - dish washer
| Time to get informed on intervention type | hours | 2 | 2 | 2 | 2 | 2 to 3 | hours
| Opportunity costs of lost leisure time | €/h | 15 | 15 | 15 | 15 | 10-40 | €/h | depending on income, priorities, personal goals and the alternatives (e.g. overtime) available
| Total DIY costs | € | 30 | 30 | 30 | 30
| Delivery and implementation (are due anyway) | € |  | 0 |  | 0 | 70 to 200 | depending on just setup or installation
| Costs of high energy efficient device | € | 600 | 600 | 500 | 500 | 550-800 | 400-800 | AEA
| Costs of normal efficient device | € | 450 | 450 | 400 | 400 | 400-550
| Total additional up-front investment | € | 180 | 180 | 130 | 130
| Maintenance and servicing costs, first year | €/year | 0 | 0 | 0 | 0 | 0 | €/year
| Price escalation rate M&S costs | % p.a. | 2%
| Present value factor, private perspective | % p.a. | 10.393 | 10.393 | 10.393 | 10.393
| Maintenance and servicing costs, annuity | €/year | 0 | 0 | 0 | 0
| WACC, private | % p.a. | 4% | 4% | 4% | 4%
| Lifetime of the intervention | years | 12 | 12 | 12 | 12 | 10-15 yrs | 10-15 yrs
| Energy Cost Savings, 1st year | [5 empty] | Average | Average beneficial only
| Replacing old circulation pumps for domestic hot water transport | €/a.apartment | #VALUE! | #VALUE! | #VALUE! | #VALUE! | #VALUE! | #DIV/0!
| Replacing old circulation pumps for space heat water transport | €/a.apartment | #VALUE! | #VALUE! | #VALUE! | #VALUE! | #VALUE! | #VALUE!
| Replacing inefficient electricity devices - refrigerator | €/a.apartment | #VALUE! | #VALUE! | #VALUE! | #VALUE! | #VALUE! | #DIV/0!
| Replacing inefficient electricity devices - freezer | €/a.apartment | #VALUE! | #VALUE! | #VALUE! | #VALUE! | #VALUE! | #DIV/0!
| Replacing inefficient electricity devices - washing machine | €/a.apartment | #VALUE! | #VALUE! | #VALUE! | #VALUE! | #VALUE! | #DIV/0!
| Replacing inefficient electricity devices - dish washer | €/a.apartment | #VALUE! | #VALUE! | #VALUE! | #VALUE! | #VALUE! | #DIV/0!
| Energy Cost Savings, annuity | [5 empty] | Present value factor, private perspective
| Replacing old circulation pumps for domestic hot water transport | €/a.apartment | #VALUE! | #VALUE! | #VALUE! | #VALUE! | 13.0541
| Replacing old circulation pumps for space heat water transport | €/a.apartment | #VALUE! | #VALUE! | #VALUE! | #VALUE! | 13.0541
| Replacing inefficient electricity devices - refrigerator | €/a.apartment | #VALUE! | #VALUE! | #VALUE! | #VALUE! | 10.6658
| Replacing inefficient electricity devices - freezer | €/a.apartment | #VALUE! | #VALUE! | #VALUE! | #VALUE! | 13.0541
| Replacing inefficient electricity devices - washing machine | €/a.apartment | #VALUE! | #VALUE! | #VALUE! | #VALUE! | 10.6658
| Replacing inefficient electricity devices - dish washer | €/a.apartment | #VALUE! | #VALUE! | #VALUE! | #VALUE! | 10.6658
Results per home
Help | Parameter | Unit | Input Values |  | Input Values |  | Remark/Reference Value
| Building type |  | Single family house |  | Apartment house
| Thermal quality status of the building |  | unrefurbished | refurbished | unrefurbished | refurbished
| Static pay-back time | [5 empty] | Intervention is beneficial |  |  |  |  | unrefurbished | refurbished
| Replacing old circulation pumps for domestic hot water transport | years | #VALUE! | #VALUE! | #VALUE! | #VALUE! | #VALUE! | #VALUE! | #VALUE! | #VALUE! |  | yes | yes
| Replacing old circulation pumps for space heat water transport | years | #VALUE! | #VALUE! | #VALUE! | #VALUE! | #VALUE! | #VALUE! | #VALUE! | #VALUE! |  | yes | yes
| Replacing inefficient electricity devices - refrigerator | years | #VALUE! | #VALUE! | #VALUE! | #VALUE! | #VALUE! | #VALUE! | #VALUE! | #VALUE! |  | yes | yes
| Replacing inefficient electricity devices - freezer | years | #VALUE! | #VALUE! | #VALUE! | #VALUE! | #VALUE! | #VALUE! | #VALUE! | #VALUE! |  | yes | yes
| Replacing inefficient electricity devices - washing machine | years | #VALUE! | #VALUE! | #VALUE! | #VALUE! | #VALUE! | #VALUE! | #VALUE! | #VALUE! |  | yes | yes
| Replacing inefficient electricity devices - dish washer | years | #VALUE! | #VALUE! | #VALUE! | #VALUE! | #VALUE! | #VALUE! | #VALUE! | #VALUE! |  | yes | yes
| Dynamic pay-back time | [5 empty] | Intervention is beneficial
| Replacing old circulation pumps for domestic hot water transport | years | #VALUE! | #VALUE! | #VALUE! | #VALUE! | #VALUE! | #VALUE! | #VALUE! | #VALUE!
| Replacing old circulation pumps for space heat water transport | years | #VALUE! | #VALUE! | #VALUE! | #VALUE! | #VALUE! | #VALUE! | #VALUE! | #VALUE!
| Replacing inefficient electricity devices - refrigerator | years | #VALUE! | #VALUE! | #VALUE! | #VALUE! | #VALUE! | #VALUE! | #VALUE! | #VALUE!
| Replacing inefficient electricity devices - freezer | years | #VALUE! | #VALUE! | #VALUE! | #VALUE! | #VALUE! | #VALUE! | #VALUE! | #VALUE!
| Replacing inefficient electricity devices - washing machine | years | #VALUE! | #VALUE! | #VALUE! | #VALUE! | #VALUE! | #VALUE! | #VALUE! | #VALUE!
| Replacing inefficient electricity devices - dish washer | years | #VALUE! | #VALUE! | #VALUE! | #VALUE! | #VALUE! | #VALUE! | #VALUE! | #VALUE!
| Avoided greenhouse gas emissions | [5 empty] | Avoided SO2 polutant emissions | [6 empty] | Avoided NOx polutant emissions | [5 empty] | Avoided PM polutant emissions | [5 empty] | Avoided NMVOC polutant emissions
| Replacing old circulation pumps for domestic hot water transport | t CO2e p.a. | #N/A | #N/A | #N/A | #N/A | Direct-electricity system |  | t SO2 p.a. | #DIV/0! | #DIV/0! | #DIV/0! | #DIV/0! | Direct-electricity system | t NOx p.a. | #DIV/0! | #DIV/0! | #DIV/0! | #DIV/0! | Direct-electricity system | t PM p.a. | #DIV/0! | #DIV/0! | #DIV/0! | #DIV/0! | Direct-electricity system | t NMVOC p.a. | #DIV/0! | #DIV/0! | #DIV/0! | #DIV/0!
| Replacing old circulation pumps for space heat water transport | t CO2e p.a. | #N/A | #N/A | #N/A | #N/A |  |  | t SO2 p.a. | #DIV/0! | #DIV/0! | #DIV/0! | #DIV/0! |  | t NOx p.a. | #DIV/0! | #DIV/0! | #DIV/0! | #DIV/0! |  | t PM p.a. | #DIV/0! | #DIV/0! | #DIV/0! | #DIV/0! |  | t NMVOC p.a. | #DIV/0! | #DIV/0! | #DIV/0! | #DIV/0!
| Replacing inefficient electricity devices - refrigerator | t CO2e p.a. | #N/A | #N/A | #N/A | #N/A |  |  | t SO2 p.a. | #DIV/0! | #DIV/0! | #DIV/0! | #DIV/0! |  | t NOx p.a. | #DIV/0! | #DIV/0! | #DIV/0! | #DIV/0! |  | t PM p.a. | #DIV/0! | #DIV/0! | #DIV/0! | #DIV/0! |  | t NMVOC p.a. | #DIV/0! | #DIV/0! | #DIV/0! | #DIV/0!
| Replacing inefficient electricity devices - freezer | t CO2e p.a. | #N/A | #N/A | #N/A | #N/A |  |  | t SO2 p.a. | #DIV/0! | #DIV/0! | #DIV/0! | #DIV/0! |  | t NOx p.a. | #DIV/0! | #DIV/0! | #DIV/0! | #DIV/0! |  | t PM p.a. | #DIV/0! | #DIV/0! | #DIV/0! | #DIV/0! |  | t NMVOC p.a. | #DIV/0! | #DIV/0! | #DIV/0! | #DIV/0!
| Replacing inefficient electricity devices - washing machine | t CO2e p.a. | #N/A | #N/A | #N/A | #N/A |  |  | t SO2 p.a. | #DIV/0! | #DIV/0! | #DIV/0! | #DIV/0! |  | t NOx p.a. | #DIV/0! | #DIV/0! | #DIV/0! | #DIV/0! |  | t PM p.a. | #DIV/0! | #DIV/0! | #DIV/0! | #DIV/0! |  | t NMVOC p.a. | #DIV/0! | #DIV/0! | #DIV/0! | #DIV/0!
| Replacing inefficient electricity devices - dish washer | t CO2e p.a. | #N/A | #N/A | #N/A | #N/A |  |  | t SO2 p.a. | #DIV/0! | #DIV/0! | #DIV/0! | #DIV/0! |  | t NOx p.a. | #DIV/0! | #DIV/0! | #DIV/0! | #DIV/0! |  | t PM p.a. | #DIV/0! | #DIV/0! | #DIV/0! | #DIV/0! |  | t NMVOC p.a. | #DIV/0! | #DIV/0! | #DIV/0! | #DIV/0!
| Avoided social costs of GHG-emissions (net present values) | [5 empty] | Avoided social health costs of SO2-emissions (net present values) | [6 empty] | Avoided social health costs of NOx-emissions (net present values) | [5 empty] | Avoided social health costs of PM-emissions (net present values) | [5 empty] | Avoided social health costs of NMVOC-emissions (net present values)
| Replacing old circulation pumps for domestic hot water transport | €/a.home | #N/A | #N/A | #N/A | #N/A | Direct-electricity system |  | €/a.home | #DIV/0! | #DIV/0! | #DIV/0! | #DIV/0! | Direct-electricity system | €/a.home | #DIV/0! | #DIV/0! | #DIV/0! | #DIV/0! | Direct-electricity system | €/a.home | #DIV/0! | #DIV/0! | #DIV/0! | #DIV/0! | Direct-electricity system | €/a.home | #DIV/0! | #DIV/0! | #DIV/0! | #DIV/0!
| Replacing old circulation pumps for space heat water transport | €/a.home | #N/A | #N/A | #N/A | #N/A |  |  | €/a.home | #DIV/0! | #DIV/0! | #DIV/0! | #DIV/0! |  | €/a.home | #DIV/0! | #DIV/0! | #DIV/0! | #DIV/0! |  | €/a.home | #DIV/0! | #DIV/0! | #DIV/0! | #DIV/0! |  | €/a.home | #DIV/0! | #DIV/0! | #DIV/0! | #DIV/0!
| Replacing inefficient electricity devices - refrigerator | €/a.home | #N/A | #N/A | #N/A | #N/A |  |  | €/a.home | #DIV/0! | #DIV/0! | #DIV/0! | #DIV/0! |  | €/a.home | #DIV/0! | #DIV/0! | #DIV/0! | #DIV/0! |  | €/a.home | #DIV/0! | #DIV/0! | #DIV/0! | #DIV/0! |  | €/a.home | #DIV/0! | #DIV/0! | #DIV/0! | #DIV/0!
| Replacing inefficient electricity devices - freezer | €/a.home | #N/A | #N/A | #N/A | #N/A |  |  | €/a.home | #DIV/0! | #DIV/0! | #DIV/0! | #DIV/0! |  | €/a.home | #DIV/0! | #DIV/0! | #DIV/0! | #DIV/0! |  | €/a.home | #DIV/0! | #DIV/0! | #DIV/0! | #DIV/0! |  | €/a.home | #DIV/0! | #DIV/0! | #DIV/0! | #DIV/0!
| Replacing inefficient electricity devices - washing machine | €/a.home | #N/A | #N/A | #N/A | #N/A |  |  | €/a.home | #DIV/0! | #DIV/0! | #DIV/0! | #DIV/0! |  | €/a.home | #DIV/0! | #DIV/0! | #DIV/0! | #DIV/0! |  | €/a.home | #DIV/0! | #DIV/0! | #DIV/0! | #DIV/0! |  | €/a.home | #DIV/0! | #DIV/0! | #DIV/0! | #DIV/0!
| Replacing inefficient electricity devices - dish washer | €/a.home | #N/A | #N/A | #N/A | #N/A |  |  | €/a.home | #DIV/0! | #DIV/0! | #DIV/0! | #DIV/0! |  | €/a.home | #DIV/0! | #DIV/0! | #DIV/0! | #DIV/0! |  | €/a.home | #DIV/0! | #DIV/0! | #DIV/0! | #DIV/0! |  | €/a.home | #DIV/0! | #DIV/0! | #DIV/0! | #DIV/0!
| Social discount rate | % p.a. | 3%
| Avoided social health costs of other air pollutant emissions (net present values) | [5 empty] | Present value factor, social/public perspective
| Replacing old circulation pumps for domestic hot water transport | €/a.home | #DIV/0! | #DIV/0! | #DIV/0! | #DIV/0! | 13.0541
| Replacing old circulation pumps for space heat water transport | €/a.home | #DIV/0! | #DIV/0! | #DIV/0! | #DIV/0! | 13.0541
| Replacing inefficient electricity devices - refrigerator | €/a.home | #DIV/0! | #DIV/0! | #DIV/0! | #DIV/0! | 10.6658
| Replacing inefficient electricity devices - freezer | €/a.home | #DIV/0! | #DIV/0! | #DIV/0! | #DIV/0! | 13.0541
| Replacing inefficient electricity devices - washing machine | €/a.home | #DIV/0! | #DIV/0! | #DIV/0! | #DIV/0! | 10.6658
| Replacing inefficient electricity devices - dish washer | €/a.home | #DIV/0! | #DIV/0! | #DIV/0! | #DIV/0! | 10.6658
Overview of electricity consumption reduction - high investment interventions
Help | Parameter | Unit | Input Values |  | Input Values |  | Remark/Reference Value
| Building type |  | Single family house |  | Apartment house
| Thermal quality status of the building |  | unrefurbished | refurbished | unrefurbished | refurbished
| Replacing old circulation pumps for domestic hot water transport | nr of flats | 0 | 0 | 0 | 0
| Replacing old circulation pumps for space heat water transport | nr of flats | 0 | 0 | 0 | 0
| Replacing inefficient electricity devices - refrigerator | nr of flats | 0 | 0 | 0 | 0
| Replacing inefficient electricity devices - freezer | nr of flats | 0 | 0 | 0 | 0
| Replacing inefficient electricity devices - washing machine | nr of flats | 0 | 0 | 0 | 0
| Replacing inefficient electricity devices - dish washer | nr of flats | 0 | 0 | 0 | 0
Total (additional) investment of participating households
| Replacing old circulation pumps for domestic hot water transport | € | 0 | 0 | 0 | 0 | 0
| Replacing old circulation pumps for space heat water transport | € | 0 | 0 | 0 | 0 | 0
| Replacing inefficient electricity devices - refrigerator | € | 0 | 0 | 0 | 0 | 0
| Replacing inefficient electricity devices - freezer | € | 0 | 0 | 0 | 0 | 0
| Replacing inefficient electricity devices - washing machine | € | 0 | 0 | 0 | 0 | 0
| Replacing inefficient electricity devices - dish washer | € | 0 | 0 | 0 | 0 | 0
Total final energy savings during lifetime
| Replacing old circulation pumps for domestic hot water transport | kWh | 0 | 0 | 0 | 0 | 0
| Replacing old circulation pumps for space heat water transport | kWh | 0 | 0 | 0 | 0 | 0
| Replacing inefficient electricity devices - refrigerator | kWh | 0 | 0 | 0 | 0 | 0
| Replacing inefficient electricity devices - freezer | kWh | 0 | 0 | 0 | 0 | 0
| Replacing inefficient electricity devices - washing machine | kWh | 0 | 0 | 0 | 0 | 0
| Replacing inefficient electricity devices - dish washer | kWh | 0 | 0 | 0 | 0 | 0
Energy Cost Savings over lifetime, net present value
| Replacing old circulation pumps for domestic hot water transport | € | #VALUE! | #VALUE! | #VALUE! | #VALUE! | #VALUE!
| Replacing old circulation pumps for space heat water transport | € | #VALUE! | #VALUE! | #VALUE! | #VALUE! | #VALUE!
| Replacing inefficient electricity devices - refrigerator | € | #VALUE! | #VALUE! | #VALUE! | #VALUE! | #VALUE!
| Replacing inefficient electricity devices - freezer | € | #VALUE! | #VALUE! | #VALUE! | #VALUE! | #VALUE!
| Replacing inefficient electricity devices - washing machine | € | #VALUE! | #VALUE! | #VALUE! | #VALUE! | #VALUE!
| Replacing inefficient electricity devices - dish washer | € | #VALUE! | #VALUE! | #VALUE! | #VALUE! | #VALUE!
Avoided greenhouse gas emissions
| Replacing old circulation pumps for domestic hot water transport | t CO2e p.a. | #N/A | #N/A | #N/A | #N/A
| Replacing old circulation pumps for space heat water transport | t CO2e p.a. | #N/A | #N/A | #N/A | #N/A
| Replacing inefficient electricity devices - refrigerator | t CO2e p.a. | #N/A | #N/A | #N/A | #N/A
| Replacing inefficient electricity devices - freezer | t CO2e p.a. | #N/A | #N/A | #N/A | #N/A
| Replacing inefficient electricity devices - washing machine | t CO2e p.a. | #N/A | #N/A | #N/A | #N/A
| Replacing inefficient electricity devices - dish washer | t CO2e p.a. | #N/A | #N/A | #N/A | #N/A
Total avoided greenhouse gas emissions during lifetime
| Replacing old circulation pumps for domestic hot water transport | t CO2e | #N/A | #N/A | #N/A | #N/A | #N/A
| Replacing old circulation pumps for space heat water transport | t CO2e | #N/A | #N/A | #N/A | #N/A | #N/A
| Replacing inefficient electricity devices - refrigerator | t CO2e | #N/A | #N/A | #N/A | #N/A | #N/A
| Replacing inefficient electricity devices - freezer | t CO2e | #N/A | #N/A | #N/A | #N/A | #N/A
| Replacing inefficient electricity devices - washing machine | t CO2e | #N/A | #N/A | #N/A | #N/A | #N/A
| Replacing inefficient electricity devices - dish washer | t CO2e | #N/A | #N/A | #N/A | #N/A | #N/A
Avoided social costs of GHG-emissions (net present values)
| Replacing old circulation pumps for domestic hot water transport | €/a | #N/A | #N/A | #N/A | #N/A
| Replacing old circulation pumps for space heat water transport | €/a | #N/A | #N/A | #N/A | #N/A
| Replacing inefficient electricity devices - refrigerator | €/a | #N/A | #N/A | #N/A | #N/A
| Replacing inefficient electricity devices - freezer | €/a | #N/A | #N/A | #N/A | #N/A
| Replacing inefficient electricity devices - washing machine | €/a | #N/A | #N/A | #N/A | #N/A
| Replacing inefficient electricity devices - dish washer | €/a | #N/A | #N/A | #N/A | #N/A
Avoided social costs of GHG-emissions during lifetime (net present values)
| Replacing old circulation pumps for domestic hot water transport | € | #N/A | #N/A | #N/A | #N/A | #N/A
| Replacing old circulation pumps for space heat water transport | € | #N/A | #N/A | #N/A | #N/A | #N/A
| Replacing inefficient electricity devices - refrigerator | € | #N/A | #N/A | #N/A | #N/A | #N/A
| Replacing inefficient electricity devices - freezer | € | #N/A | #N/A | #N/A | #N/A | #N/A
| Replacing inefficient electricity devices - washing machine | € | #N/A | #N/A | #N/A | #N/A | #N/A
| Replacing inefficient electricity devices - dish washer | € | #N/A | #N/A | #N/A | #N/A | #N/A
Avoided other air pollutant emissions (SO2, NOx, PM, NMVOC)
| Replacing old circulation pumps for domestic hot water transport | t p.a. | #DIV/0! | #DIV/0! | #DIV/0! | #DIV/0!
| Replacing old circulation pumps for space heat water transport | t p.a. | #DIV/0! | #DIV/0! | #DIV/0! | #DIV/0!
| Replacing inefficient electricity devices - refrigerator | t p.a. | #DIV/0! | #DIV/0! | #DIV/0! | #DIV/0!
| Replacing inefficient electricity devices - freezer | t p.a. | #DIV/0! | #DIV/0! | #DIV/0! | #DIV/0!
| Replacing inefficient electricity devices - washing machine | t p.a. | #DIV/0! | #DIV/0! | #DIV/0! | #DIV/0!
| Replacing inefficient electricity devices - dish washer | t p.a. | #DIV/0! | #DIV/0! | #DIV/0! | #DIV/0!
Avoided other air pollutant emissions (SO2, NOx, PM, NMVOC) during lifetime
| Replacing old circulation pumps for domestic hot water transport | t | #DIV/0! | #DIV/0! | #DIV/0! | #DIV/0! | #DIV/0!
| Replacing old circulation pumps for space heat water transport | t | #DIV/0! | #DIV/0! | #DIV/0! | #DIV/0! | #DIV/0!
| Replacing inefficient electricity devices - refrigerator | t | #DIV/0! | #DIV/0! | #DIV/0! | #DIV/0! | #DIV/0!
| Replacing inefficient electricity devices - freezer | t | #DIV/0! | #DIV/0! | #DIV/0! | #DIV/0! | #DIV/0!
| Replacing inefficient electricity devices - washing machine | t | #DIV/0! | #DIV/0! | #DIV/0! | #DIV/0! | #DIV/0!
| Replacing inefficient electricity devices - dish washer | t | #DIV/0! | #DIV/0! | #DIV/0! | #DIV/0! | #DIV/0!
Avoided social health costs of other air pollutant emissions (net present values)
| Replacing old circulation pumps for domestic hot water transport | €/a | #DIV/0! | #DIV/0! | #DIV/0! | #DIV/0!
| Replacing old circulation pumps for space heat water transport | €/a | #DIV/0! | #DIV/0! | #DIV/0! | #DIV/0!
| Replacing inefficient electricity devices - refrigerator | €/a | #DIV/0! | #DIV/0! | #DIV/0! | #DIV/0!
| Replacing inefficient electricity devices - freezer | €/a | #DIV/0! | #DIV/0! | #DIV/0! | #DIV/0!
| Replacing inefficient electricity devices - washing machine | €/a | #DIV/0! | #DIV/0! | #DIV/0! | #DIV/0!
| Replacing inefficient electricity devices - dish washer | €/a | #DIV/0! | #DIV/0! | #DIV/0! | #DIV/0!
Avoided social health costs of other air pollutant emissions during lifetime (net present value)
| Replacing old circulation pumps for domestic hot water transport | € | #DIV/0! | #DIV/0! | #DIV/0! | #DIV/0! | #DIV/0!
| Replacing old circulation pumps for space heat water transport | € | #DIV/0! | #DIV/0! | #DIV/0! | #DIV/0! | #DIV/0!
| Replacing inefficient electricity devices - refrigerator | € | #DIV/0! | #DIV/0! | #DIV/0! | #DIV/0! | #DIV/0!
| Replacing inefficient electricity devices - freezer | € | #DIV/0! | #DIV/0! | #DIV/0! | #DIV/0! | #DIV/0!
| Replacing inefficient electricity devices - washing machine | € | #DIV/0! | #DIV/0! | #DIV/0! | #DIV/0! | #DIV/0!
| Replacing inefficient electricity devices - dish washer | € | #DIV/0! | #DIV/0! | #DIV/0! | #DIV/0! | #DIV/0!